## Sheet1
Item_Code | Item_Name | Item_Part_No | Item_Drawing_No | Inventory_Class_Name | Main_UOM_Code | ALT_UOM_Code | Item_Type_Code | Material_Type_Code_OR_GL_Code | Item_Description | Item_Group_Name | Item_Sub_Group_Name | Item_Category_Name | Default_Store_Name | HSN_Code | Standard_Custom_Duty_Rate_Percentage | Inventory_Valuation_Method | Business_Unit_Name | Standard_Rate | Standard_SWS_Rate_Percentage | Minimum_Level | Reorder_Level | Maximum_Level | Item_Specification | Attribute_Attribute_Code | Attribute_Value | Check_Flag_QC_Applicable | Check_Flag_Serial_No_Applicable | Check_Flag_Batch_No_Lot_No_Applicable | Check_Flag_Inventory_Maintain | check_flag_barcode_applicable | check_flag_serialno_mode | check_flag_serialno_prefix | check_flag_serialno_starts_from | check_flag_serialno_suffix | check_flag_serialno_max_length | Technical_Specification_TS_Type | Technical_Specification_Value | UOM_Conversion_To_UOM_Code | UOM_Conversion_Qty | ALPS_Specific_SAP_Customer_Code | ALPS_Specific_SAP_Customer_Name | ALPS_Specific_SAP_Part_Number | ALPS_Specific_SAP_Part_Description | ALPS_Specific_SAP_Customer_Part_No | ALPS_Specific_SAP_Market_Set_Code | ALPS_Specific_Rounding_Value_LOT_Size_Qty | ALPS_Specific_ALPS_Part_No | ALPS_Specific_Customer_Part_No | ALPS_Specific_OEM_Part_No | UDF_Label | UDF_VALUE
IM00001 | Cabinet PV Terminal Slot Cover | CAB-XXCP-XXXX-001-01 |  | A Class | Nos | Nos | I-Inventory | RM-Raw Material | Cabinet PV Terminal Slot Cover | Raw Material | NA | CABINET |  | 85381010 | [11 empty] | 1 | 0 | 0 | 1 | [11 empty] | SUHANA ENTP/ AFTAB ENTP | [5 empty] | N/A | CAB-CP-001-01 | CAB-XXCP-XXXX-001-01
IM00002 | Cabinet Fan Plate | CAB-XXCP-XXXX-002-01 |  | A Class | Nos | Nos | I-Inventory | RM-Raw Material | Cabinet Fan Plate | Raw Material | NA | CABINET |  | 85381010 | [11 empty] | 1 | 0 | 0 | 1 | [11 empty] | SUHANA ENTP/ AFTAB ENTP | [5 empty] | N/A | CAB-CP-002-01 | CAB-XXCP-XXXX-002-01
IM00003 | Cabinet SCC Plate Superb 5KVA | CAB-XXCP-XXXX-003-01 |  | A Class | Nos | Nos | I-Inventory | RM-Raw Material | Cabinet SCC Plate Superb 5KVA | Raw Material | NA | CABINET |  | 85381010 | [11 empty] | 1 | 0 | 0 | 1 | [11 empty] | SUHANA ENTP/ AFTAB ENTP | [5 empty] | N/A | CAB-CP-003-01 | CAB-XXCP-XXXX-003-01
IM00004 | Cabinet FAN Plate Superb 5KVA | CAB-XXCP-XXXX-004-01 |  | A Class | Nos | Nos | I-Inventory | RM-Raw Material | Cabinet FAN Plate Superb 5KVA | Raw Material | NA | CABINET |  | 85381010 | [11 empty] | 1 | 0 | 0 | 1 | [11 empty] | SUHANA ENTP/ AFTAB ENTP | [5 empty] | N/A | CAB-CP-004-01 | CAB-XXCP-XXXX-004-01
IM00005 | 2" Fan Clamp | CAB-XXCP-XXXX-005-01 |  | A Class | Nos | Nos | I-Inventory | RM-Raw Material | 2" Fan Clamp | Raw Material | NA | CABINET |  | 85381010 | [11 empty] | 1 | 0 | 0 | 1 | [11 empty] | 0 | [5 empty] | N/A | CAB-CP-005-01 | CAB-XXCP-XXXX-005-01
IM00006 | INDUCTOR Clamp (Dia. 70mm) | CAB-XXCP-XXXX-006-01 |  | A Class | Nos | Nos | I-Inventory | RM-Raw Material | INDUCTOR Clamp (Dia. 70mm) | Raw Material | NA | CABINET |  | 85381010 | [11 empty] | 1 | 0 | 0 | 1 | [11 empty] | 0 | [5 empty] | N/A | CAB-CP-006-01 | CAB-XXCP-XXXX-006-01
IM00007 | Cabinet Set 1500VA Proton-S | CAB-XXPT-XXXX-001-01 |  | A Class | Nos | Nos | I-Inventory | RM-Raw Material | Cabinet Set 1500VA Proton-S | Raw Material | NA | CABINET |  | 85381010 | [11 empty] | 1 | 0 | 0 | 1 | [11 empty] | SUHANA ENTP/ AFTAB ENTP | [5 empty] | N/A | CAB-PT-001-01 | CAB-XXPT-XXXX-001-01
IM00008 | Cabinet Set 2600VA Proton-S | CAB-XXPT-XXXX-002-01 |  | A Class | Nos | Nos | I-Inventory | RM-Raw Material | Cabinet Set 2600VA Proton-S | Raw Material | NA | CABINET |  | 85381010 | [11 empty] | 1 | 0 | 0 | 1 | [11 empty] | SUHANA ENTP/ AFTAB ENTP | [5 empty] | N/A | CAB-PT-002-01 | CAB-XXPT-XXXX-002-01
IM00009 | Cabinet Set 1600VA SAMSUN White | CAB-XXSN-XXXX-001-01 |  | A Class | Nos | Nos | I-Inventory | RM-Raw Material | Cabinet Set 1600VA SAMSUN White | Raw Material | NA | CABINET |  | 85381010 | [11 empty] | 1 | 0 | 0 | 1 | [11 empty] | 0 | [5 empty] | N/A | CAB-SN-001-01 | CAB-XXSN-XXXX-001-01
IM00010 | Cabinet Set 12V/24V MPPT PCU White with fan cutout | CAB-XXSN-XXXX-002-01 |  | A Class | Nos | Nos | I-Inventory | RM-Raw Material | Cabinet Set 12V/24V MPPT PCU White with fan cutout | Raw Material | NA | CABINET |  | 85381010 | [11 empty] | 1 | 0 | 0 | 1 | [11 empty] | 0 | [5 empty] | N/A | CAB-SN-002-01 | CAB-XXSN-XXXX-002-01
IM00011 | Cabinet Set 500VA | CAB-XXST-XXXX-001-01 |  | A Class | Nos | Nos | I-Inventory | RM-Raw Material | Cabinet Set 500VA | Raw Material | NA | CABINET |  | 85381010 | [11 empty] | 1 | 0 | 0 | 1 | [11 empty] | AMIR INDUSTRIES | [5 empty] | N/A | CAB-ST-001-01 | CAB-XXST-XXXX-001-01
IM00012 | Cabinet Set 900-1100VA | CAB-XXST-XXXX-002-01 |  | A Class | Nos | Nos | I-Inventory | RM-Raw Material | Cabinet Set 900-1100VA | Raw Material | NA | CABINET |  | 85381010 | [11 empty] | 1 | 0 | 0 | 1 | [11 empty] | SUHANA ENTP/ AFTAB ENTP | [5 empty] | N/A | CAB-ST-002-01 | CAB-XXST-XXXX-002-01
IM00013 | Cabinet 1700-2500VA | CAB-XXST-XXXX-003-01 |  | A Class | Nos | Nos | I-Inventory | RM-Raw Material | Cabinet 1700-2500VA | Raw Material | NA | CABINET |  | 85381010 | [11 empty] | 1 | 0 | 0 | 1 | [11 empty] | SUHANA ENTP/ AFTAB ENTP/CAT | [5 empty] | N/A | CAB-ST-003-01 | CAB-XXST-XXXX-003-01
IM00014 | Cabinet Set 3.5KVA REV.02 | CAB-XXST-XXXX-004-02 |  | A Class | Set | Set | I-Inventory | RM-Raw Material | Cabinet Set 3.5KVA REV.02 | Raw Material | NA | CABINET |  | 85381010 | [11 empty] | 1 | 0 | 0 | 1 | [11 empty] | 0 | [5 empty] | N/A | CAB-ST-004-02 | CAB-XXST-XXXX-004-02
IM00015 | Cabinet Set 5KVA & 6KVA REV.04 | CAB-XXST-XXXX-005-04 |  | A Class | Nos | Nos | I-Inventory | RM-Raw Material | Cabinet Set 5KVA & 6KVA REV.04 | Raw Material | NA | CABINET |  | 85381010 | [11 empty] | 1 | 0 | 0 | 1 | [11 empty] | ORIGINAL ELECTRIC | [5 empty] | N/A | CAB-ST-005-04 | CAB-XXST-XXXX-005-04
IM00016 | Cabinet Set 10KVA & 7.5KVA REV.02 | CAB-XXST-XXXX-006-02 |  | A Class | Nos | Nos | I-Inventory | RM-Raw Material | Cabinet Set 10KVA & 7.5KVA REV.02 | Raw Material | NA | CABINET |  | 85381010 | [11 empty] | 1 | 0 | 0 | 1 | [11 empty] | 0 | [5 empty] | N/A | CAB-ST-006-02 | CAB-XXST-XXXX-006-02
IM00017 | Cabinet Set SCC 12V | CAB-XXST-XXXX-007-01 |  | A Class | Nos | Nos | I-Inventory | RM-Raw Material | Cabinet Set SCC 12V | Raw Material | NA | CABINET |  | 85381010 | [11 empty] | 1 | 0 | 0 | 1 | [11 empty] | SUHANA ENTP/ AFTAB ENTP | [5 empty] | N/A | CAB-ST-007-01 | CAB-XXST-XXXX-007-01
IM00018 | Cabinet Set SCC 24V | CAB-XXST-XXXX-008-01 |  | A Class | Nos | Nos | I-Inventory | RM-Raw Material | Cabinet Set SCC 24V | Raw Material | NA | CABINET |  | 85381010 | [11 empty] | 1 | 0 | 0 | 1 | [11 empty] | SUHANA ENTP/ AFTAB ENTP | [5 empty] | N/A | CAB-ST-008-01 | CAB-XXST-XXXX-008-01
IM00019 | Cabinet Set SCC 72V-120V | CAB-XXST-XXXX-009-01 |  | A Class | Nos | Nos | I-Inventory | RM-Raw Material | Cabinet Set SCC 72V-120V | Raw Material | NA | CABINET |  | 85381010 | [11 empty] | 1 | 0 | 0 | 1 | [11 empty] | SUHANA ENTP/ AFTAB ENTP | [5 empty] | N/A | CAB-ST-009-01 | CAB-XXST-XXXX-009-01
IM00020 | Cabinet Set MPPT 12V-24V REV.02 | CAB-XXST-XXXX-010-02 |  | A Class | Nos | Nos | I-Inventory | RM-Raw Material | Cabinet Set MPPT 12V-24V REV.02 | Raw Material | NA | CABINET |  | 85381010 | [11 empty] | 1 | 0 | 0 | 1 | [11 empty] | SUHANA ENTP/ AFTAB ENTP | [5 empty] | N/A | CAB-ST-010-02 | CAB-XXST-XXXX-010-02
IM00021 | Cabinet Set SCC 12V savior+ | CAB-XXST-XXXX-014-01 |  | A Class | Nos | Nos | I-Inventory | RM-Raw Material | Cabinet Set SCC 12V savior+ | Raw Material | NA | CABINET |  | 85381010 | [11 empty] | 1 | 0 | 0 | 1 | [11 empty] | SUHANA ENTP/ AFTAB ENTP | [5 empty] | N/A | CAB-ST-014-01 | CAB-XXST-XXXX-014-01
IM00022 | Cabinet Set MPPT 24V-48V REV.02 | CAB-XXST-XXXX-015-02 |  | A Class | Nos | Nos | I-Inventory | RM-Raw Material | Cabinet Set MPPT 24V-48V REV.02 | Raw Material | NA | CABINET |  | 85381010 | [11 empty] | 1 | 0 | 0 | 1 | [11 empty] | SUHANA ENTP/ AFTAB ENTP | [5 empty] | N/A | CAB-ST-015-02 | CAB-XXST-XXXX-015-02
IM00023 | Cabinet Set BOOM 900VA | CAB-XXST-XXXX-016-01 |  | A Class | Nos | Nos | I-Inventory | RM-Raw Material | Cabinet Set BOOM 900VA | Raw Material | NA | CABINET |  | 85381010 | [11 empty] | 1 | 0 | 0 | 1 | [11 empty] | 0 | [5 empty] | N/A | CAB-ST-016-01 | CAB-XXST-XXXX-016-01
IM00024 | Cabinet Set SHINE 12V White colour | CAB-XXST-XXXX-017-01 |  | A Class | Nos | Nos | I-Inventory | RM-Raw Material | Cabinet Set SHINE 12V White colour | Raw Material | NA | CABINET |  | 85381010 | [11 empty] | 1 | 0 | 0 | 1 | [11 empty] | 0 | [5 empty] | N/A | CAB-ST-017-01 | CAB-XXST-XXXX-017-01
IM00025 | Cabinet Set SHINE 24V White colour | CAB-XXST-XXXX-018-01 |  | A Class | Nos | Nos | I-Inventory | RM-Raw Material | Cabinet Set SHINE 24V White colour | Raw Material | NA | CABINET |  | 85381010 | [11 empty] | 1 | 0 | 0 | 1 | [11 empty] | 0 | [5 empty] | N/A | CAB-ST-018-01 | CAB-XXST-XXXX-018-01
IM00026 | Cabinet Set SHINE 48V White colour | CAB-XXST-XXXX-019-01 |  | A Class | Nos | Nos | I-Inventory | RM-Raw Material | Cabinet Set SHINE 48V White colour | Raw Material | NA | CABINET |  | 85381010 | [11 empty] | 1 | 0 | 0 | 1 | [11 empty] | 0 | [5 empty] | N/A | CAB-ST-019-01 | CAB-XXST-XXXX-019-01
IM00027 | Cabinet Set 24V Black Colour with Fan Cutout | CAB-XXST-XXXX-020-01 |  | A Class | Nos | Nos | I-Inventory | RM-Raw Material | Cabinet Set 24V Black Colour with Fan Cutout | Raw Material | NA | CABINET |  | 85381010 | [11 empty] | 1 | 0 | 0 | 1 | [11 empty] | 0 | [5 empty] | N/A | CAB-ST-020-01 | CAB-XXST-XXXX-020-01
IM00028 | Cabinet Set KRANTI PV Retrofit | CAB-XXST-XXXX-021-01 |  | A Class | Nos | Nos | I-Inventory | RM-Raw Material | Cabinet Set KRANTI PV Retrofit | Raw Material | NA | CABINET |  | 85381010 | [11 empty] | 1 | 0 | 0 | 1 | [11 empty] | 0 | [5 empty] | N/A | CAB-ST-021-01 | CAB-XXST-XXXX-021-01
IM00029 | Cabinet Set MPPT 7.5KVA & 10KVA | CAB-XXST-XXXX-022-01 |  | A Class | Nos | Nos | I-Inventory | RM-Raw Material | Cabinet Set MPPT 7.5KVA & 10KVA | Raw Material | NA | CABINET |  | 85381010 | [11 empty] | 1 | 0 | 0 | 1 | [11 empty] | 0 | [5 empty] | N/A | CAB-ST-022-01 | CAB-XXST-XXXX-022-01
IM00030 | Cabinet Set MPPT 7.5KVA & 10KVA REV.02 | CAB-XXST-XXXX-022-02 |  | A Class | Nos | Nos | I-Inventory | RM-Raw Material | Cabinet Set MPPT 7.5KVA & 10KVA REV.02 | Raw Material | NA | CABINET |  | 85381010 | [11 empty] | 1 | 0 | 0 | 1 | [11 empty] | 0 | [5 empty] | N/A | CAB-ST-022-02 | CAB-XXST-XXXX-022-02
IM00031 | Cabinet Set 24V HUPS Horizontal | CAB-XXST-XXXX-023-01 |  | A Class | Nos | Nos | I-Inventory | RM-Raw Material | Cabinet Set 24V HUPS Horizontal | Raw Material | NA | CABINET |  | 85381010 | [11 empty] | 1 | 0 | 0 | 1 | [11 empty] | 0 | [5 empty] | N/A | CAB-ST-023-01 | CAB-XXST-XXXX-023-01
IM00032 | Cabinet Set 24V MPPT PCU Horizontal White | CAB-XXST-XXXX-024-01 |  | A Class | Nos | Nos | I-Inventory | RM-Raw Material | Cabinet Set 24V MPPT PCU Horizontal White | Raw Material | NA | CABINET |  | 85381010 | [11 empty] | 1 | 0 | 0 | 1 | [11 empty] | 0 | [5 empty] | N/A | CAB-ST-024-01 | CAB-XXST-XXXX-024-01
IM00033 | Cabinet Set MPPT 72V-120V Prime+ | CAB-XXST-XXXX-025-01 |  | A Class | Nos | Nos | I-Inventory | RM-Raw Material | Cabinet Set MPPT 72V-120V Prime+ | Raw Material | NA | CABINET |  | 85381010 | [11 empty] | 1 | 0 | 0 | 1 | [11 empty] | 0 | [5 empty] | N/A | CAB-ST-025-01 | CAB-XXST-XXXX-025-01
IM00034 | Cabinet Set 15KVA | CAB-XXST-XXXX-026-01 |  | A Class | Nos | Nos | I-Inventory | RM-Raw Material | Cabinet Set 15KVA | Raw Material | NA | CABINET |  | 85381010 | [11 empty] | 1 | 0 | 0 | 1 | [11 empty] | 0 | [5 empty] | N/A | CAB-ST-026-01 | CAB-XXST-XXXX-026-01
IM00035 | Cabinet Set MPPT 72V-120V | CAB-XXST-XXXX-027-01 |  | A Class | Nos | Nos | I-Inventory | RM-Raw Material | Cabinet Set MPPT 72V-120V | Raw Material | NA | CABINET |  | 85381010 | [11 empty] | 1 | 0 | 0 | 1 | [11 empty] | 0 | [5 empty] | N/A | CAB-ST-027-01 | CAB-XXST-XXXX-027-01
IM00036 | Cabinet Set DC MPPT Solar PCU 12V | CAB-XXST-XXXX-028-01 |  | A Class | Nos | Nos | I-Inventory | RM-Raw Material | Cabinet Set DC MPPT Solar PCU 12V | Raw Material | NA | CABINET |  | 85381010 | [11 empty] | 1 | 0 | 0 | 1 | [11 empty] | 0 | [5 empty] | N/A | CAB-ST-028-01 | CAB-XXST-XXXX-028-01
IM00037 | Cabinet Set 24V HUPS Horizontal White | CAB-XXST-XXXX-029-01 |  | A Class | Nos | Nos | I-Inventory | RM-Raw Material | Cabinet Set 24V HUPS Horizontal White | Raw Material | NA | CABINET |  | 85381010 | [11 empty] | 1 | 0 | 0 | 1 | [11 empty] | 0 | [5 empty] | N/A | CAB-ST-029-01 | CAB-XXST-XXXX-029-01
IM00038 | Cabinet Set ISPS 1700-2500VA | CAB-XXST-XXXX-030-01 |  | A Class | Nos | Nos | I-Inventory | RM-Raw Material | Cabinet Set ISPS 1700-2500VA | Raw Material | NA | CABINET |  | 85381010 | [11 empty] | 1 | 0 | 0 | 1 | [11 empty] | 0 | [5 empty] | N/A | CAB-ST-030-01 | CAB-XXST-XXXX-030-01
IM00039 | Cabinet Set 500VA White | CAB-XXST-XXXX-031-01 |  | A Class | Nos | Nos | I-Inventory | RM-Raw Material | Cabinet Set 500VA White | Raw Material | NA | CABINET |  | 85381010 | [11 empty] | 1 | 0 | 0 | 1 | [11 empty] | 0 | [5 empty] | N/A | CAB-ST-031-01 | CAB-XXST-XXXX-031-01
IM00040 | Cabinet Set BRAVO+/NOVA+ 900VA White Colour | CAB-XXST-XXXX-032-01 |  | A Class | Nos | Nos | I-Inventory | RM-Raw Material | Cabinet Set BRAVO+/NOVA+ 900VA White Colour | Raw Material | NA | CABINET |  | 85381010 | [11 empty] | 1 | 0 | 0 | 1 | [11 empty] | 0 | [5 empty] | N/A | CAB-ST-032-01 | CAB-XXST-XXXX-032-01
IM00041 | Cabinet Set Saver 3050VA/24V | CAB-XXST-XXXX-033-01 |  | A Class | Nos | Nos | I-Inventory | RM-Raw Material | Cabinet Set Saver 3050VA/24V | Raw Material | NA | CABINET |  | 85381010 | [11 empty] | 1 | 0 | 0 | 1 | [11 empty] | 0 | [5 empty] | N/A | CAB-ST-033-01 | CAB-XXST-XXXX-033-01
IM00042 | Cabinet Set Saver 3050VA/24V WHITE | CAB-XXST-XXXX-036-01 |  | B Class | Nos | Nos | I-Inventory | RM-Raw Material | Cabinet Set Saver 3050VA/24V WHITE | Raw Material | NA | CABINET |  | 85381010 | [11 empty] | 1 | 0 | 0 | 1 | [11 empty] | 0 | [5 empty] | N/A | CAB-ST-036-01 | CAB-XXST-XXXX-036-01
IM00043 | AC Capacitor 1uF +-(5-10%) /440V(Dia 27x52mm) | CAP-XXAC-XXXX-001-01 |  | B Class | Nos | Nos | I-Inventory | RM-Raw Material | AC Capacitor 1uF +-(5-10%) /440V(Dia 27x52mm) | Raw Material | NA | CAPACITOR |  | 85322500 | [11 empty] | 1 | 0 | 0 | 1 | [11 empty] | EPCOS | [5 empty] | B32415G5105J213 | CAP-AC-001-01 | CAP-XXAC-XXXX-001-01
IM00044 | AC Capacitor 2uF +-(5-10%) /440V(Dia 27x52mm) | CAP-XXAC-XXXX-002-01 |  | B Class | Nos | Nos | I-Inventory | RM-Raw Material | AC Capacitor 2uF +-(5-10%) /440V(Dia 27x52mm) | Raw Material | NA | CAPACITOR |  | 85322500 | [11 empty] | 1 | 0 | 0 | 1 | [11 empty] | EPCOS | [5 empty] | B32415G5205J213 | CAP-AC-002-01 | CAP-XXAC-XXXX-002-01
IM00045 | AC Capacitor 5uF +-(5-10%) /440V | CAP-XXAC-XXXX-003-01 |  | B Class | Nos | Nos | I-Inventory | RM-Raw Material | AC Capacitor 5uF +-(5-10%) /440V | Raw Material | NA | CAPACITOR |  | 85322500 | [11 empty] | 1 | 0 | 0 | 1 | [11 empty] | EPCOS/CTR | [5 empty] | B32328E6505J 18 | CAP-AC-003-01 | CAP-XXAC-XXXX-003-01
IM00046 | UNIVERSAL CAPACITOR CLAMP;24MM TO 28MM | CAP-XXCL-XXXX-001-01 |  | B Class | Nos | Nos | I-Inventory | RM-Raw Material | UNIVERSAL CAPACITOR CLAMP;24MM TO 28MM | Raw Material | NA | CLAMP |  | 3901 | [11 empty] | 1 | 0 | 0 | 1 | [11 empty] | PRASHANT ELECTRICAL | [5 empty] | N/A | CAP-CL-001-01 | CAP-XXCL-XXXX-001-01
IM00047 | L CLAMP No.4-36mm | CAP-XXCL-XXXX-002-01 |  | C Class | Nos | Nos | I-Inventory | RM-Raw Material | L CLAMP No.4-36mm | Raw Material | NA | CLAMP |  | 82057000 | [11 empty] | 1 | 0 | 0 | 1 | [11 empty] | 0 | [5 empty] | N/A | CAP-CL-002-01 | CAP-XXCL-XXXX-002-01
IM00048 | L CLAMP No.4-30mm | CAP-XXCL-XXXX-003-01 |  | C Class | Nos | Nos | I-Inventory | RM-Raw Material | L CLAMP No.4-30mm | Raw Material | NA | CLAMP |  | 82057000 | [11 empty] | 1 | 0 | 0 | 1 | [11 empty] | 0 | [5 empty] | N/A | CAP-CL-003-01 | CAP-XXCL-XXXX-003-01
IM00049 | 103/50v PF Capacitor | CAP-XXPF-XXXX-001-01 |  | C Class | Nos | Nos | I-Inventory | RM-Raw Material | 103/50v PF Capacitor | Raw Material | NA | CAPACITOR |  | 85322500 | [11 empty] | 1 | 0 | 0 | 1 | [11 empty] | 0 | [5 empty] | N/A | CAP-PF-001-01 | CAP-XXPF-XXXX-001-01
IM00050 | Snabber Capacitor 0.1/2000 fF-06 alcon | CAP-XXSB-XXXX-001-01 |  | B Class | Nos | Nos | I-Inventory | RM-Raw Material | Snabber Capacitor 0.1/2000 fF-06 alcon | Raw Material | NA | CAPACITOR |  | 85322500 | [11 empty] | 1 | 0 | 0 | 1 | [11 empty] | EPCOS | [5 empty] | N/A | CAP-SB-001-01 | CAP-XXSB-XXXX-001-01
IM00051 | Clining Solvent-600 | CON-XXCS-XXXX-001-01 |  | C Class | Ltr | Ltr | I-Inventory | O-Other | Clining Solvent-600 | CONSUMABLE | NA | CONSUMABLE |  | 85446020 | [11 empty] | 0 | 0 | 0 | 1 | [11 empty] | NATIONAL PRODUCTS | [5 empty] | N/A | CON-CS-001-01 | CON-XXCS-XXXX-001-01
IM00052 | Liquid Flux | CON-XXFL-XXXX-001-01 |  | C Class | Ltr | Ltr | I-Inventory | O-Other | Liquid Flux | CONSUMABLE | NA | CONSUMABLE |  | 38109090 | [11 empty] | 0 | 0 | 0 | 1 | [11 empty] | NATIONAL PRODUCTS | [5 empty] | N/A | CON-FL-001-01 | CON-XXFL-XXXX-001-01
IM00053 | Aluminium Soldering Liquid Flux | CON-XXFL-XXXX-002-01 |  | C Class | Ltr | Ltr | I-Inventory | O-Other | Aluminium Soldering Liquid Flux | CONSUMABLE | NA | CONSUMABLE |  | 85299090 | [11 empty] | 0 | 0 | 0 | 1 | [11 empty] | 0 | [5 empty] | N/A | CON-FL-002-01 | CON-XXFL-XXXX-002-01
IM00054 | GLUE STICK | CON-XXGS-XXXX-001-01 |  | C Class | Nos | Nos | I-Inventory | O-Other | GLUE STICK | CONSUMABLE | NA | CONSUMABLE |  | 35061000 | [11 empty] | 0 | 0 | 0 | 1 | [11 empty] | VISHAL ENTP | [5 empty] | N/A | CON-GS-001-01 | CON-XXGS-XXXX-001-01
IM00055 | 16 pin male Jst connector | CON-XXJT-XXXX-001-01 |  | C Class | Nos | Nos | I-Inventory | RM-Raw Material | 16 pin male Jst connector | Raw Material | NA | CONNECTOR |  | 85447090 | [11 empty] | 1 | 0 | 0 | 1 | [11 empty] | SK/ SPECTRA | [5 empty] | N/A | CON-JT-001-01 | CON-XXJT-XXXX-001-01
IM00056 | Maxobond | CON-XXMB-XXXX-001-01 |  | C Class | Nos | Nos | I-Inventory | O-Other | Maxobond | CONSUMABLE | NA | CONSUMABLE |  | 35061000 | [11 empty] | 0 | 0 | 0 | 1 | [11 empty] | WEMBLEY MFG. CO. | [5 empty] | EVOFIX ADHESIVE | CON-MB-001-01 | CON-XXMB-XXXX-001-01
IM00057 | Min Cream | CON-XXMC-XXXX-001-01 |  | B Class | Nos | Nos | I-Inventory | O-Other | Min Cream | CONSUMABLE | NA | CONSUMABLE |  | 35061000 | [11 empty] | 0 | 0 | 0 | 1 | [11 empty] | PARAMOUNT POLISH PROCESSORS | [5 empty] | MIN CREAM | CON-MC-001-01 | CON-XXMC-XXXX-001-01
IM00058 | Cable Tie 100mm | CON-XXOT-XXXX-001-01 |  | B Class | Set | Set | I-Inventory | O-Other | Cable Tie 100mm | CONSUMABLE | NA | CONSUMABLE |  | 39269099 | [11 empty] | 0 | 0 | 0 | 1 | [11 empty] | LOCAL MARKET | [5 empty] | N/A | CON-OT-001-01 | CON-XXOT-XXXX-001-01
IM00059 | Cable tie 150mm | CON-XXOT-XXXX-002-01 |  | C Class | Set | Set | I-Inventory | O-Other | Cable tie 150mm | CONSUMABLE | NA | CONSUMABLE |  | 39269099 | [11 empty] | 0 | 0 | 0 | 1 | [11 empty] | LOCAL MARKET | [5 empty] | N/A | CON-OT-002-01 | CON-XXOT-XXXX-002-01
IM00060 | Wire Tie | CON-XXOT-XXXX-003-01 |  | C Class | Nos | Nos | I-Inventory | O-Other | Wire Tie | CONSUMABLE | NA | CONSUMABLE |  | 39269099 | [11 empty] | 0 | 0 | 0 | 1 | [11 empty] | 0 | [5 empty] | N/A | CON-OT-003-01 | CON-XXOT-XXXX-003-01
IM00061 | Rubber Band | CON-XXRB-XXXX-001-01 |  | C Class | Nos | Nos | I-Inventory | O-Other | Rubber Band | CONSUMABLE | NA | CONSUMABLE |  | 85446020 | [11 empty] | 0 | 0 | 0 | 1 | [11 empty] | LOCAL MARKET | [5 empty] | N/A | CON-RB-001-01 | CON-XXRB-XXXX-001-01
IM00062 | WP-THRBU REDCUBE Bush, THR_closed 74650195R | CON-XXRC-XXXX-001-01 |  | C Class | Nos | Nos | I-Inventory | RM-Raw Material | WP-THRBU REDCUBE Bush, THR_closed 74650195R | Raw Material | NA | CONNECTOR |  | 854442 | [11 empty] | 1 | 0 | 0 | 1 | [11 empty] | wurth | [5 empty] | 74650195R | CON-RC-001-01 | CON-XXRC-XXXX-001-01
IM00063 | WP-THRBU REDCUBE Bush, Press fit 7460305 | CON-XXRC-XXXX-002-01 |  | C Class | Nos | Nos | I-Inventory | RM-Raw Material | WP-THRBU REDCUBE Bush, Press fit 7460305 | Raw Material | NA | CONNECTOR |  | 854442 | [11 empty] | 1 | 0 | 0 | 1 | [11 empty] | wurth | [5 empty] | 7460305 | CON-RC-002-01 | CON-XXRC-XXXX-002-01
IM00064 | Stratch film | CON-XXSF-XXXX-001-01 |  | C Class | Nos | Nos | I-Inventory | O-Other | Stratch film | CONSUMABLE | NA | CONSUMABLE |  | 39239090 | [11 empty] | 0 | 0 | 0 | 1 | [11 empty] | RK ENTP/ MANGLAM | [5 empty] | N/A | CON-SF-001-01 | CON-XXSF-XXXX-001-01
IM00065 | Soldering Paste | CON-XXSP-XXXX-001-01 |  | B Class | Nos | Nos | I-Inventory | O-Other | Soldering Paste | CONSUMABLE | NA | CONSUMABLE |  | 85446020 | [11 empty] | 0 | 0 | 0 | 1 | [11 empty] | WEMBLEY MFG. CO. | [5 empty] | QUICKFIX | CON-SP-001-01 | CON-XXSP-XXXX-001-01
IM00066 | Solder Stick | CON-XXSR-XXXX-001-01 |  | B Class | Kgs | Kgs | I-Inventory | O-Other | Solder Stick | CONSUMABLE | NA | CONSUMABLE |  | 83113090 | [11 empty] | 0 | 0 | 0 | 1 | [11 empty] | NATIONAL PRODUCTS | [5 empty] | N/A | CON-SR-001-01 | CON-XXSR-XXXX-001-01
IM00067 | Soldering Wire 18SWG | CON-XXSW-XXXX-001-01 |  | B Class | Kgs | Kgs | I-Inventory | O-Other | Soldering Wire 18SWG | CONSUMABLE | NA | CONSUMABLE |  | 83113090 | [11 empty] | 0 | 0 | 0 | 1 | [11 empty] | NATIONAL PRODUCTS | [5 empty] | N/A | CON-SW-001-01 | CON-XXSW-XXXX-001-01
IM00068 | Soldering Wire 12SWG | CON-XXSW-XXXX-002-01 |  | C Class | Kgs | Kgs | I-Inventory | O-Other | Soldering Wire 12SWG | CONSUMABLE | NA | CONSUMABLE |  | 83113090 | [11 empty] | 0 | 0 | 0 | 1 | [11 empty] | NATIONAL PRODUCTS | [5 empty] | N/A | CON-SW-002-01 | CON-XXSW-XXXX-002-01
IM00069 | Soldering Wire 12SWG Aluminium | CON-XXSW-XXXX-003-01 |  | B Class | Kgs | Kgs | I-Inventory | O-Other | Soldering Wire 12SWG Aluminium | CONSUMABLE | NA | CONSUMABLE |  | 85441990 | [11 empty] | 0 | 0 | 0 | 1 | [11 empty] | NATIONAL PRODUCTS | [5 empty] | N/A | CON-SW-003-01 | CON-XXSW-XXXX-003-01
IM00070 | Thinner | CON-XXTH-XXXX-001-01 |  | B Class | Nos | Nos | I-Inventory | O-Other | Thinner | CONSUMABLE | NA | CONSUMABLE |  | 381400 | [11 empty] | 0 | 0 | 0 | 1 | [11 empty] | NATIONAL PRODUCTS | [5 empty] | N/A | CON-TH-001-01 | CON-XXTH-XXXX-001-01
IM00071 | Thinner (Dr. Beck 234) | CON-XXTH-XXXX-002-01 |  | B Class | Kgs | Kgs | I-Inventory | O-Other | Thinner (Dr. Beck 234) | CONSUMABLE | NA | CONSUMABLE |  | 38140010 | [11 empty] | 0 | 0 | 0 | 1 | [11 empty] | 0 | [5 empty] | N/A | CON-TH-002-01 | CON-XXTH-XXXX-002-01
IM00072 | Varnish (Dr. Beck 1AFD) | CON-XXVR-XXXX-001-01 |  | B Class | Kgs | Kgs | I-Inventory | O-Other | Varnish (Dr. Beck 1AFD) | CONSUMABLE | NA | CONSUMABLE |  | 32089041 | [11 empty] | 0 | 0 | 0 | 1 | [11 empty] | 0 | [5 empty] | N/A | CON-VR-001-01 | CON-XXVR-XXXX-001-01
IM00073 | Wire Enamel Remover(C-SOL) | CON-XXWE-XXXX-001-01 |  | B Class | Nos | Nos | I-Inventory | O-Other | Wire Enamel Remover(C-SOL) | CONSUMABLE | NA | CONSUMABLE |  | 85441990 | [11 empty] | 0 | 0 | 0 | 1 | [11 empty] | 0 | [5 empty] | N/A | CON-WE-001-01 | CON-XXWE-XXXX-001-01
IM00074 | TORIDAL T-184-26 MICROMETAL | COR-XXTR-XXXX-001-01 |  | B Class | Nos | Nos | I-Inventory | RM-Raw Material | TORIDAL T-184-26 MICROMETAL | Raw Material | NA | CORE |  | 85333990 | [11 empty] | 1 | 0 | 0 | 1 | [11 empty] | MICROMETAL | [5 empty] | T-184-26 | COR-TR-001-01 | COR-XXTR-XXXX-001-01
IM00075 | TORIDAL Sendust NPS306090 | COR-XXTR-XXXX-002-01 |  | B Class | Nos | Nos | I-Inventory | RM-Raw Material | TORIDAL Sendust NPS306090 | Raw Material | NA | CORE |  | 85051110 | [11 empty] | 1 | 0 | 0 | 1 | [11 empty] | 0 | [5 empty] | NPS306090 | COR-TR-002 | COR-XXTR-XXXX-002-01
IM00076 | TORIDAL Sendust 250125 | COR-XXTR-XXXX-003-01 |  | A Class | Nos | Nos | I-Inventory | RM-Raw Material | TORIDAL Sendust 250125 | Raw Material | NA | CORE |  | 85051110 | [11 empty] | 1 | 0 | 0 | 1 | [11 empty] | 0 | [5 empty] | NPS250125 | COR-TR-003 | COR-XXTR-XXXX-003-01
IM00077 | Lamination Core 420grade, Watt Loss ≤3.5 , 4no. EI, 0.5mm Thickness | COR-XXLM-XXXX-001-01 |  | A Class | Kgs | Kgs | I-Inventory | RM-Raw Material | Lamination Core 420grade, Watt Loss ≤3.5 , 4no. EI, 0.5mm Thickness | Raw Material | NA | CORE |  | 85049090 | [11 empty] | 1 | 0 | 0 | 1 | [11 empty] | 0 | [5 empty] | N/A | COR-LM-001 | COR-XXLM-XXXX-001-01
IM00078 | DIODE MODULE SKKD 101/16 | DIO-XXMO-XXXX-001-01 |  | A Class | Nos | Nos | I-Inventory | RM-Raw Material | DIODE MODULE SKKD 101/16 | Raw Material | NA | COMPONENT |  | 85366990 | [11 empty] | 1 | 0 | 0 | 1 | [11 empty] | SEMIKRON | [5 empty] | SKKD 101/16 (SEMIKRON) | DIO-MO-001-01 | DIO-XXMO-XXXX-001-01
IM00079 | Micro DSP IC 30F2010 | DSP-XXIC-XXXX-001-01 |  | A Class | Nos | Nos | I-Inventory | RM-Raw Material | Micro DSP IC 30F2010 | Raw Material | NA | IC |  | 85423100 | [11 empty] | 1 | 0 | 0 | 1 | [11 empty] | MICRCOCHIP | [5 empty] | DSP IC 30F2010 | DSP-IC-001-01 | DSP-XXIC-XXXX-001-01
IM00080 | Micro IC MKV10ZVLF7 | DSP-XXIC-XXXX-002-01 |  | A Class | Nos | Nos | I-Inventory | RM-Raw Material | Micro IC MKV10ZVLF7 | Raw Material | NA | IC |  | 85413090 | [11 empty] | 1 | 0 | 0 | 1 | [11 empty] | Free Scale | [5 empty] | MKV10ZVLF7 | DSP-IC-002-01 | DSP-XXIC-XXXX-002-01
IM00081 | Micro IC MC9S08PA16AVLC | DSP-XXIC-XXXX-003-01 |  | A Class | Nos | Nos | I-Inventory | RM-Raw Material | Micro IC MC9S08PA16AVLC | Raw Material | NA | IC |  | 85413090 | [11 empty] | 1 | 0 | 0 | 1 | [11 empty] | Free Scale | [5 empty] | MC9S08PA16AVLC | DSP-IC-003-01 | DSP-XXIC-XXXX-003-01
IM00082 | FAN 230VAC 4" | FAN-XXAC-XXXX-001-01 |  | A Class | Nos | Nos | I-Inventory | RM-Raw Material | FAN 230VAC 4" | Raw Material | NA | FAN |  | 84145990 | [11 empty] | 1 | 0 | 0 | 1 | [11 empty] | REXNOLD/HICOOL | [5 empty] | 12A230HSAC | FAN-AC-001-01 | FAN-XXAC-XXXX-001-01
IM00083 | FAN 12VDC 3" | FAN-XXDC-XXXX-001-01 |  | A Class | Nos | Nos | I-Inventory | RM-Raw Material | FAN 12VDC 3" | Raw Material | NA | FAN |  | 84145990 | [11 empty] | 1 | 0 | 0 | 1 | [11 empty] | SUNON/NISKI/HICOOL | [5 empty] | NIS8025MS-12VDC | FAN-DC-001-01 | FAN-XXDC-XXXX-001-01
IM00084 | FAN 12VDC 2" | FAN-XXDC-XXXX-002-01 |  | A Class | Nos | Nos | I-Inventory | RM-Raw Material | FAN 12VDC 2" | Raw Material | NA | FAN |  | 84145990 | [11 empty] | 1 | 0 | 0 | 1 | [11 empty] | 0 | [5 empty] | N/A | FAN-DC-002-01 | FAN-XXDC-XXXX-002-01
IM00085 | Fan Case 4" | FAN-XXFC-XXXX-002-01 |  | A Class | Nos | Nos | I-Inventory | RM-Raw Material | Fan Case 4" | Raw Material | NA | FAN |  | 84145190 | [11 empty] | 1 | 0 | 0 | 1 | [11 empty] | PS ENTP | [5 empty] | N/A | FAN-FC-002-01 | FAN-XXFC-XXXX-002-01
IM00086 | FRONT PANEL 1700VA Afriipower | FRP-XXAF-XXXX-001-01 |  | A Class | Nos | Nos | I-Inventory | RM-Raw Material | FRONT PANEL 1700VA Afriipower | Raw Material | NA | FRONT PANEL |  | 94054090 | [11 empty] | 1 | 0 | 0 | 1 | [11 empty] | HILINE POLYMERS | [5 empty] | N/A | FRP-AF-001-01 | FRP-XXAF-XXXX-001-01
IM00087 | FRONT PANEL 1KVA Afriipower | FRP-XXAF-XXXX-002-01 |  | A Class | Nos | Nos | I-Inventory | RM-Raw Material | FRONT PANEL 1KVA Afriipower | Raw Material | NA | FRONT PANEL |  | 94054090 | [11 empty] | 1 | 0 | 0 | 1 | [11 empty] | HILINE POLYMERS | [5 empty] | N/A | FRP-AF-002-01 | FRP-XXAF-XXXX-002-01
IM00088 | FRONT PANEL 2.5KVA/3.5KVA Afriipower | FRP-XXAF-XXXX-003-01 |  | A Class | Nos | Nos | I-Inventory | RM-Raw Material | FRONT PANEL 2.5KVA/3.5KVA Afriipower | Raw Material | NA | FRONT PANEL |  | 94054090 | [11 empty] | 1 | 0 | 0 | 1 | [11 empty] | HILINE POLYMERS | [5 empty] | N/A | FRP-AF-003-01 | FRP-XXAF-XXXX-003-01
IM00089 | Front Panal 500VA White Rev 02 | FRP-XXBM-XXXX-001-02 |  | A Class | Nos | Nos | I-Inventory | RM-Raw Material | Front Panal 500VA White Rev 02 | Raw Material | NA | FRONT PANEL |  | 94054090 | [11 empty] | 1 | 0 | 0 | 1 | [11 empty] | HILINE POLYMERS | [5 empty] | N/A | FRP-BM-001-02 | FRP-XXBM-XXXX-001-02
IM00090 | Front Panel Boom 900VA | FRP-XXBM-XXXX-002-01 |  | A Class | Nos | Nos | I-Inventory | RM-Raw Material | Front Panel Boom 900VA | Raw Material | NA | FRONT PANEL |  | 94054090 | [11 empty] | 1 | 0 | 0 | 1 | [11 empty] | HILINE POLYMERS | [5 empty] | N/A | FRP-BM-002-01 | FRP-XXBM-XXXX-002-01
IM00091 | Front Panel Boom 1100VA | FRP-XXBM-XXXX-003-01 |  | A Class | Nos | Nos | I-Inventory | RM-Raw Material | Front Panel Boom 1100VA | Raw Material | NA | FRONT PANEL |  | 94054090 | [11 empty] | 1 | 0 | 0 | 1 | [11 empty] | HILINE POLYMERS | [5 empty] | N/A | FRP-BM-003-01 | FRP-XXBM-XXXX-003-01
IM00092 | Front Panel 700VA Bravo | FRP-XXBR-XXXX-001-01 |  | A Class | Nos | Nos | I-Inventory | RM-Raw Material | Front Panel 700VA Bravo | Raw Material | NA | FRONT PANEL |  | 94054090 | [11 empty] | 1 | 0 | 0 | 1 | [11 empty] | HILINE POLYMERS | [5 empty] | N/A | FRP-BR-001-01 | FRP-XXBR-XXXX-001-01
IM00093 | Front Panel 850VA Bravo | FRP-XXBR-XXXX-002-01 |  | A Class | Nos | Nos | I-Inventory | RM-Raw Material | Front Panel 850VA Bravo | Raw Material | NA | FRONT PANEL |  | 94054090 | [11 empty] | 1 | 0 | 0 | 1 | [11 empty] | HILINE POLYMERS | [5 empty] | N/A | FRP-BR-002-01 | FRP-XXBR-XXXX-002-01
IM00094 | Front Panel 900VA Bravo | FRP-XXBR-XXXX-003-01 |  | A Class | Nos | Nos | I-Inventory | RM-Raw Material | Front Panel 900VA Bravo | Raw Material | NA | FRONT PANEL |  | 94054090 | [11 empty] | 1 | 0 | 0 | 1 | [11 empty] | HILINE POLYMERS | [5 empty] | N/A | FRP-BR-003-01 | FRP-XXBR-XXXX-003-01
IM00095 | Front Panel 1100VA Bravo | FRP-XXBR-XXXX-004-01 |  | A Class | Nos | Nos | I-Inventory | RM-Raw Material | Front Panel 1100VA Bravo | Raw Material | NA | FRONT PANEL |  | 94054090 | [11 empty] | 1 | 0 | 0 | 1 | [11 empty] | HILINE POLYMERS | [5 empty] | N/A | FRP-BR-004-01 | FRP-XXBR-XXXX-004-01
IM00096 | Front Panel White Bravo/Saver/BOOM (24V) | FRP-XXBR-XXXX-005-01 |  | B Class | Nos | Nos | I-Inventory | RM-Raw Material | Front Panel White Bravo/Saver/BOOM (24V) | Raw Material | NA | FRONT PANEL |  | 94054090 | [11 empty] | 1 | 0 | 0 | 1 | [11 empty] | HILINE POLYMERS | [5 empty] | N/A | FRP-BR-005-01 | FRP-XXBR-XXXX-005-01
IM00097 | Front Panel Blue Bravo/Saver (24V) | FRP-XXBR-XXXX-006-01 |  | B Class | Nos | Nos | I-Inventory | RM-Raw Material | Front Panel Blue Bravo/Saver (24V) | Raw Material | NA | FRONT PANEL |  | 94054090 | [11 empty] | 1 | 0 | 0 | 1 | [11 empty] | HILINE POLYMERS | [5 empty] | N/A | FRP-BR-006-01 | FRP-XXBR-XXXX-006-01
IM00098 | Front Panel Black Bravo/Saver (48V) | FRP-XXBR-XXXX-007-01 |  | A Class | Nos | Nos | I-Inventory | RM-Raw Material | Front Panel Black Bravo/Saver (48V) | Raw Material | NA | FRONT PANEL |  | 94054090 | [11 empty] | 1 | 0 | 0 | 1 | [11 empty] | HILINE POLYMERS | [5 empty] | N/A | FRP-BR-007-01 | FRP-XXBR-XXXX-007-01
IM00099 | Front Panel Black Bravo 1400 | FRP-XXBR-XXXX-008-01 |  | A Class | Nos | Nos | I-Inventory | RM-Raw Material | Front Panel Black Bravo 1400 | Raw Material | NA | FRONT PANEL |  | 94054090 | [11 empty] | 1 | 0 | 0 | 1 | [11 empty] | HILINE POLYMERS | [5 empty] | N/A | FRP-BR-008-01 | FRP-XXBR-XXXX-008-01
IM00100 | Front Panel Bravo Series 12V | FRP-XXBR-XXXX-009-01 |  | A Class | Nos | Nos | I-Inventory | RM-Raw Material | Front Panel Bravo Series 12V | Raw Material | NA | FRONT PANEL |  | 94054090 | [11 empty] | 1 | 0 | 0 | 1 | [11 empty] | HILINE POLYMERS | [5 empty] | RAW-POWER 12V | FRP-BR-009-01 | FRP-XXBR-XXXX-009-01
IM00101 | Front Panel Bravo 1050 | FRP-XXBR-XXXX-010-01 |  | A Class | Nos | Nos | I-Inventory | RM-Raw Material | Front Panel Bravo 1050 | Raw Material | NA | FRONT PANEL |  | 94054090 | [11 empty] | 1 | 0 | 0 | 1 | [11 empty] | HILINE POLYMERS | [5 empty] | RAW-POWER 12V | FRP-BR-010-01 | FRP-XXBR-XXXX-010-01
IM00102 | Front Panel Blue Bravo+ 12V | FRP-XXBR-XXXX-012-01 |  | A Class | Nos | Nos | I-Inventory | RM-Raw Material | Front Panel Blue Bravo+ 12V | Raw Material | NA | FRONT PANEL |  | 94054090 | [11 empty] | 1 | 0 | 0 | 1 | [11 empty] | HILINE POLYMERS | [5 empty] | BRAVO+ 1050 | FRP-BR-012-01 | FRP-XXBR-XXXX-012-01
IM00103 | Front Panel Blue Bravo+ 24V | FRP-XXBR-XXXX-013-01 |  | A Class | Nos | Nos | I-Inventory | RM-Raw Material | Front Panel Blue Bravo+ 24V | Raw Material | NA | FRONT PANEL |  | 94054090 | [11 empty] | 1 | 0 | 0 | 1 | [11 empty] | HILINE POLYMERS | [5 empty] | N/A | FRP-BR-013-01 | FRP-XXBR-XXXX-013-01
IM00104 | Front Panel Blue Bravo+/NOVA+ 500VA | FRP-XXBR-XXXX-014-01 |  | A Class | Nos | Nos | I-Inventory | RM-Raw Material | Front Panel Blue Bravo+/NOVA+ 500VA | Raw Material | NA | FRONT PANEL |  | 94054090 | [11 empty] | 1 | 0 | 0 | 1 | [11 empty] | HILINE POLYMERS | [5 empty] | N/A | FRP-BR-014-01 | FRP-XXBR-XXXX-014-01
IM00105 | Front Panel 12V COPEX Series | FRP-XXCP-XXXX-001-01 |  | A Class | Nos | Nos | I-Inventory | RM-Raw Material | Front Panel 12V COPEX Series | Raw Material | NA | FRONT PANEL |  | 94054090 | [11 empty] | 1 | 0 | 0 | 1 | [11 empty] | 0 | [5 empty] | N/A | FRP-CP-001-01 | FRP-XXCP-XXXX-001-01
IM00106 | Display LCD PCB Supporter (for PCU) | FRP-XXDS-XXXX-002-01 |  | A Class | Nos | Nos | I-Inventory | RM-Raw Material | Display LCD PCB Supporter (for PCU) | Raw Material | NA | DISPLAY LCD |  | 85340000 | [11 empty] | 1 | 0 | 0 | 1 | [11 empty] | BBC FUBA | [5 empty] | N/A | FRP-DS-002-01 | FRP-XXDS-XXXX-002-01
IM00107 | Gang Box for Display | FRP-XXGB-XXXX-001-01 |  | A Class | Nos | Nos | I-Inventory | RM-Raw Material | Gang Box for Display | Raw Material | NA | GANGBOX |  | 3901 | [11 empty] | 1 | 0 | 0 | 1 | [11 empty] | HILINE POLYMERS | [5 empty] | N/A | FRP-GB-001-01 | FRP-XXGB-XXXX-001-01
IM00108 | Front Panel Smarten Nova White (12V) | FRP-XXNV-XXXX-001-01 |  | A Class | Nos | Nos | I-Inventory | RM-Raw Material | Front Panel Smarten Nova White (12V) | Raw Material | NA | FRONT PANEL |  | 94054090 | [11 empty] | 1 | 0 | 0 | 1 | [11 empty] | HILINE POLYMERS | [5 empty] | N/A | FRP-NV-001-01 | FRP-XXNV-XXXX-001-01
IM00109 | Front Panel Smarten Nova White (24V) | FRP-XXNV-XXXX-002-01 |  | A Class | Nos | Nos | I-Inventory | RM-Raw Material | Front Panel Smarten Nova White (24V) | Raw Material | NA | FRONT PANEL |  | 94054090 | [11 empty] | 1 | 0 | 0 | 1 | [11 empty] | HILINE POLYMERS | [5 empty] | N/A | FRP-NV-002-01 | FRP-XXNV-XXXX-002-01
IM00110 | Front Panel Smarten Nova Black (48V) | FRP-XXNV-XXXX-003-01 |  | A Class | Nos | Nos | I-Inventory | RM-Raw Material | Front Panel Smarten Nova Black (48V) | Raw Material | NA | FRONT PANEL |  | 94054090 | [11 empty] | 1 | 0 | 0 | 1 | [11 empty] | HILINE POLYMERS | [5 empty] | N/A | FRP-NV-003-01 | FRP-XXNV-XXXX-003-01
IM00111 | Front Panel Smarten Nova Blue (12V) | FRP-XXNV-XXXX-004-01 |  | A Class | Nos | Nos | I-Inventory | RM-Raw Material | Front Panel Smarten Nova Blue (12V) | Raw Material | NA | FRONT PANEL |  | 94054090 | [11 empty] | 1 | 0 | 0 | 1 | [11 empty] | HILINE POLYMERS | [5 empty] | N/A | FRP-NV-004-01 | FRP-XXNV-XXXX-004-01
IM00112 | Front Panel Smarten Nova Black (12V) | FRP-XXNV-XXXX-005-01 |  | A Class | Nos | Nos | I-Inventory | RM-Raw Material | Front Panel Smarten Nova Black (12V) | Raw Material | NA | FRONT PANEL |  | 94054090 | [11 empty] | 1 | 0 | 0 | 1 | [11 empty] | HILINE POLYMERS | [5 empty] | N/A | FRP-NV-005-01 | FRP-XXNV-XXXX-005-01
IM00113 | Front Panel Smarten Nova Blue (24V) | FRP-XXNV-XXXX-006-01 |  | A Class | Nos | Nos | I-Inventory | RM-Raw Material | Front Panel Smarten Nova Blue (24V) | Raw Material | NA | FRONT PANEL |  | 94054090 | [11 empty] | 1 | 0 | 0 | 1 | [11 empty] | HILINE POLYMERS | [5 empty] | N/A | FRP-NV-006-01 | FRP-XXNV-XXXX-006-01
IM00114 | Front Panel 24V HUPS Horizontal White | FRP-XXNV-XXXX-007-01 |  | A Class | Nos | Nos | I-Inventory | RM-Raw Material | Front Panel 24V HUPS Horizontal White | Raw Material | NA | FRONT PANEL |  | 94054090 | [11 empty] | 1 | 0 | 0 | 1 | [11 empty] | 0 | [5 empty] | N/A | FRP-NV-007-01 | FRP-XXNV-XXXX-007-01
IM00115 | Front Panel 24V HUPS Horizontal Blue | FRP-XXNV-XXXX-008-01 |  | A Class | Nos | Nos | I-Inventory | RM-Raw Material | Front Panel 24V HUPS Horizontal Blue | Raw Material | NA | FRONT PANEL |  | 94054090 | [11 empty] | 1 | 0 | 0 | 1 | [11 empty] | 0 | [5 empty] | N/A | FRP-NV-008-01 | FRP-XXNV-XXXX-008-01
IM00116 | Front Panel 24V HUPS Horizontal Golden Yellow | FRP-XXNV-XXXX-009-01 |  | B Class | Nos | Nos | I-Inventory | RM-Raw Material | Front Panel 24V HUPS Horizontal Golden Yellow | Raw Material | NA | FRONT PANEL |  | 94054090 | [11 empty] | 1 | 0 | 0 | 1 | [11 empty] | 0 | [5 empty] | N/A | FRP-NV-009-01 | FRP-XXNV-XXXX-009-01
IM00117 | Front Panel 1400 POWERLITE HUPS REV.02 Blue | FRP-XXPL-XXXX-001-02 |  | B Class | Nos | Nos | I-Inventory | RM-Raw Material | Front Panel 1400 POWERLITE HUPS REV.02 Blue | Raw Material | NA | FRONT PANEL |  | 94054090 | [11 empty] | 1 | 0 | 0 | 1 | [11 empty] | 0 | [5 empty] | N/A | FRP-PL-001-02 | FRP-XXPL-XXXX-001-02
IM00118 | Front Panel 24V POWERLITE HUPS Blue | FRP-XXPL-XXXX-002-01 |  | B Class | Nos | Nos | I-Inventory | RM-Raw Material | Front Panel 24V POWERLITE HUPS Blue | Raw Material | NA | FRONT PANEL |  | 94054090 | [11 empty] | 1 | 0 | 0 | 1 | [11 empty] | 0 | [5 empty] | N/A | FRP-PL-002-01 | FRP-XXPL-XXXX-002-01
IM00119 | Front Panel 12V Proton Series | FRP-XXPT-XXXX-001-01 |  | B Class | Nos | Nos | I-Inventory | RM-Raw Material | Front Panel 12V Proton Series | Raw Material | NA | FRONT PANEL |  | 94054090 | [11 empty] | 1 | 0 | 0 | 1 | [11 empty] | 0 | [5 empty] | N/A | FRP-PT-001-01 | FRP-XXPT-XXXX-001-01
IM00120 | Front Panel 900VA/1100VA Raw Power | FRP-XXRP-XXXX-001-01 |  | B Class | Nos | Nos | I-Inventory | RM-Raw Material | Front Panel 900VA/1100VA Raw Power | Raw Material | NA | FRONT PANEL |  | 94054090 | [11 empty] | 1 | 0 | 0 | 1 | [11 empty] | HILINE POLYMERS | [5 empty] | N/A | FRP-RP-001-01 | FRP-XXRP-XXXX-001-01
IM00121 | Front Panel 1700VA/2000VA Raw Power | FRP-XXRP-XXXX-002-01 |  | B Class | Nos | Nos | I-Inventory | RM-Raw Material | Front Panel 1700VA/2000VA Raw Power | Raw Material | NA | FRONT PANEL |  | 94054090 | [11 empty] | 1 | 0 | 0 | 1 | [11 empty] | HILINE POLYMERS | [5 empty] | N/A | FRP-RP-002-01 | FRP-XXRP-XXXX-002-01
IM00122 | Front Panel 3500VA Raw Power | FRP-XXRP-XXXX-003-01 |  | B Class | Nos | Nos | I-Inventory | RM-Raw Material | Front Panel 3500VA Raw Power | Raw Material | NA | FRONT PANEL |  | 94054090 | [11 empty] | 1 | 0 | 0 | 1 | [11 empty] | HILINE POLYMERS | [5 empty] | N/A | FRP-RP-003-01 | FRP-XXRP-XXXX-003-01
IM00123 | Front Panel 900VA Shine Series Golden Yellow | FRP-XXSH-XXXX-001-01 |  | A Class | Nos | Nos | I-Inventory | RM-Raw Material | Front Panel 900VA Shine Series Golden Yellow | Raw Material | NA | FRONT PANEL |  | 94054090 | [11 empty] | 1 | 0 | 0 | 1 | [11 empty] | 0 | [5 empty] | N/A | FRP-SH-001-01 | FRP-XXSH-XXXX-001-01
IM00124 | Front Panel 1700VA Shine Series Golden Yellow | FRP-XXSH-XXXX-002-01 |  | A Class | Nos | Nos | I-Inventory | RM-Raw Material | Front Panel 1700VA Shine Series Golden Yellow | Raw Material | NA | FRONT PANEL |  | 94054090 | [11 empty] | 1 | 0 | 0 | 1 | [11 empty] | 0 | [5 empty] | N/A | FRP-SH-002-01 | FRP-XXSH-XXXX-002-01
IM00125 | Front Panel 3500VA Shine Series Golden Yellow | FRP-XXSH-XXXX-003-01 |  | A Class | Nos | Nos | I-Inventory | RM-Raw Material | Front Panel 3500VA Shine Series Golden Yellow | Raw Material | NA | FRONT PANEL |  | 94054090 | [11 empty] | 1 | 0 | 0 | 1 | [11 empty] | 0 | [5 empty] | N/A | FRP-SH-003-01 | FRP-XXSH-XXXX-003-01
IM00126 | Switch Knob Black | FRP-XXSK-XXXX-001-01 |  | B Class | Nos | Nos | I-Inventory | RM-Raw Material | Switch Knob Black | Raw Material | NA | SWITCH |  | 94054090 | [11 empty] | 1 | 0 | 0 | 1 | [11 empty] | HILINE POLYMERS | [5 empty] | N/A | FRP-SK-001-01 | FRP-XXSK-XXXX-001-01
IM00127 | Switch Knob Silver | FRP-XXSK-XXXX-002-01 |  | A Class | Nos | Nos | I-Inventory | RM-Raw Material | Switch Knob Silver | Raw Material | NA | SWITCH |  | 94054090 | [11 empty] | 1 | 0 | 0 | 1 | [11 empty] | HILINE POLYMERS | [5 empty] | N/A | FRP-SK-002-01 | FRP-XXSK-XXXX-002-01
IM00128 | Switch Knob Smarten NOVA | FRP-XXSK-XXXX-003-01 |  | A Class | Nos | Nos | I-Inventory | RM-Raw Material | Switch Knob Smarten NOVA | Raw Material | NA | SWITCH |  | 94054090 | [11 empty] | 1 | 0 | 0 | 1 | [11 empty] | HILINE POLYMERS | [5 empty] | N/A | FRP-SK-003-01 | FRP-XXSK-XXXX-003-01
IM00129 | Switch Knob Smarten NOVA Golden Yellow | FRP-XXSK-XXXX-004-01 |  | A Class | Nos | Nos | I-Inventory | RM-Raw Material | Switch Knob Smarten NOVA Golden Yellow | Raw Material | NA | SWITCH |  | 94054090 | [11 empty] | 1 | 0 | 0 | 1 | [11 empty] | HILINE POLYMERS | [5 empty] | N/A | FRP-SK-004-01 | FRP-XXSK-XXXX-004-01
IM00130 | Switch Knob Smarten NOVA Blue | FRP-XXSK-XXXX-005-01 |  | A Class | Nos | Nos | I-Inventory | RM-Raw Material | Switch Knob Smarten NOVA Blue | Raw Material | NA | SWITCH |  | 94054090 | [11 empty] | 1 | 0 | 0 | 1 | [11 empty] | HILINE POLYMERS | [5 empty] | N/A | FRP-SK-005-01 | FRP-XXSK-XXXX-005-01
IM00131 | Switch Knob SAMSUN | FRP-XXSK-XXXX-006-01 |  | A Class | Nos | Nos | I-Inventory | RM-Raw Material | Switch Knob SAMSUN | Raw Material | NA | SWITCH |  | 94054090 | [11 empty] | 1 | 0 | 0 | 1 | [11 empty] | 0 | [5 empty] | N/A | FRP-SK-006-01 | FRP-XXSK-XXXX-006-01
IM00132 | Switch Knob Smarten White & Blue | FRP-XXSK-XXXX-007-01 |  | A Class | Nos | Nos | I-Inventory | RM-Raw Material | Switch Knob Smarten White & Blue | Raw Material | NA | SWITCH |  | 94054090 | [11 empty] | 1 | 0 | 0 | 1 | [11 empty] | 0 | [5 empty] | N/A | FRP-SK-007-01 | FRP-XXSK-XXXX-007-01
IM00133 | Front Panel 24V SAMSUN Golden Yellow | FRP-XXSN-XXXX-001-01 |  | A Class | Nos | Nos | I-Inventory | RM-Raw Material | Front Panel 24V SAMSUN Golden Yellow | Raw Material | NA | FRONT PANEL |  | 94054090 | [11 empty] | 1 | 0 | 0 | 1 | [11 empty] | HILINE POLYMERS | [5 empty] | N/A | FRP-SN-001-01 | FRP-XXSN-XXXX-001-01
IM00134 | Front Panel 12V SAMSUN BLUE | FRP-XXSN-XXXX-002-01 |  | A Class | Nos | Nos | I-Inventory | RM-Raw Material | Front Panel 12V SAMSUN BLUE | Raw Material | NA | FRONT PANEL |  | 94054090 | [11 empty] | 1 | 0 | 0 | 1 | [11 empty] | 0 | [5 empty] | N/A | FRP-SN-002-01 | FRP-XXSN-XXXX-002-01
IM00135 | Front Panel 24V SAMSUN BLUE | FRP-XXSN-XXXX-003-01 |  | A Class | Nos | Nos | I-Inventory | RM-Raw Material | Front Panel 24V SAMSUN BLUE | Raw Material | NA | FRONT PANEL |  | 94054090 | [11 empty] | 1 | 0 | 0 | 1 | [11 empty] | 0 | [5 empty] | N/A | FRP-SN-003-01 | FRP-XXSN-XXXX-003-01
IM00136 | Switch spotter | FRP-XXSS-XXXX-001-01 |  | A Class | Nos | Nos | I-Inventory | RM-Raw Material | Switch spotter | Raw Material | NA | SWITCH |  | 9405 | [11 empty] | 1 | 0 | 0 | 1 | [11 empty] | HILINE POLYMERS | [5 empty] | N/A | FRP-SS-001-01 | FRP-XXSS-XXXX-001-01
IM00137 | Front Panel PCU 700VA Saver | FRP-XXSV-XXXX-001-01 |  | A Class | Nos | Nos | I-Inventory | RM-Raw Material | Front Panel PCU 700VA Saver | Raw Material | NA | FRONT PANEL |  | 94054090 | [11 empty] | 1 | 0 | 0 | 1 | [11 empty] | HILINE POLYMERS | [5 empty] | N/A | FRP-SV-001-01 | FRP-XXSV-XXXX-001-01
IM00138 | Front Panel PCU 900VA Saver | FRP-XXSV-XXXX-002-01 |  | A Class | Nos | Nos | I-Inventory | RM-Raw Material | Front Panel PCU 900VA Saver | Raw Material | NA | FRONT PANEL |  | 94054090 | [11 empty] | 1 | 0 | 0 | 1 | [11 empty] | HILINE POLYMERS | [5 empty] | N/A | FRP-SV-002-01 | FRP-XXSV-XXXX-002-01
IM00139 | Front Panel PCU 1100VA Saver | FRP-XXSV-XXXX-003-01 |  | B Class | Nos | Nos | I-Inventory | RM-Raw Material | Front Panel PCU 1100VA Saver | Raw Material | NA | FRONT PANEL |  | 94054090 | [11 empty] | 1 | 0 | 0 | 1 | [11 empty] | HILINE POLYMERS | [5 empty] | N/A | FRP-SV-003-01 | FRP-XXSV-XXXX-003-01
IM00140 | Front Panel PCU 1000VA Saver | FRP-XXSV-XXXX-004-01 |  | B Class | Nos | Nos | I-Inventory | RM-Raw Material | Front Panel PCU 1000VA Saver | Raw Material | NA | FRONT PANEL |  | 94054090 | [11 empty] | 1 | 0 | 0 | 1 | [11 empty] | 0 | [5 empty] | N/A | FRP-SV-004-01 | FRP-XXSV-XXXX-004-01
IM00141 | Front Panel Black 12V Bravo without Capacity printing | FRP-XXSV-XXXX-005-01 |  | B Class | Nos | Nos | I-Inventory | RM-Raw Material | Front Panel Black 12V Bravo without Capacity printing | Raw Material | NA | FRONT PANEL |  | 94054090 | [11 empty] | 1 | 0 | 0 | 1 | [11 empty] | 0 | [5 empty] | N/A | FRP-SV-005-01 | FRP-XXSV-XXXX-005-01
IM00142 | Front Panel 12V AMS HUPS | FRP-XXAM-XXXX-001-01 |  | B Class | Nos | Nos | I-Inventory | RM-Raw Material | Front Panel 12V AMS HUPS | Raw Material | NA | FRONT PANEL |  | 94054090 | [11 empty] | 1 | 0 | 0 | 1 | [11 empty] | 0 | [5 empty] | N/A | FRP-AM-001-01 | FRP-XXAM-XXXX-001-01
IM00143 | Front Panel 24V AMS HUPS | FRP-XXAM-XXXX-002-01 |  | B Class | Nos | Nos | I-Inventory | RM-Raw Material | Front Panel 24V AMS HUPS | Raw Material | NA | FRONT PANEL |  | 94054090 | [11 empty] | 1 | 0 | 0 | 1 | [11 empty] | 0 | [5 empty] | N/A | FRP-AM-002-01 | FRP-XXAM-XXXX-002-01
IM00144 | Front Panel 48V AMS HUPS | FRP-XXAM-XXXX-003-01 |  | B Class | Nos | Nos | I-Inventory | RM-Raw Material | Front Panel 48V AMS HUPS | Raw Material | NA | FRONT PANEL |  | 94054090 | [11 empty] | 1 | 0 | 0 | 1 | [11 empty] | 0 | [5 empty] | N/A | FRP-AM-003-01 | FRP-XXAM-XXXX-003-01
IM00145 | Front Panel 12V EURO NET HUPS | FRP-XXER-XXXX-001-01 |  | B Class | Nos | Nos | I-Inventory | RM-Raw Material | Front Panel 12V EURO NET HUPS | Raw Material | NA | FRONT PANEL |  | 94054090 | [11 empty] | 1 | 0 | 0 | 1 | [11 empty] | 0 | [5 empty] | N/A | FRP-ER-001-01 | FRP-XXER-XXXX-001-01
IM00146 | Front Panel 12V EURO NET PCU | FRP-XXER-XXXX-002-01 |  | B Class | Nos | Nos | I-Inventory | RM-Raw Material | Front Panel 12V EURO NET PCU | Raw Material | NA | FRONT PANEL |  | 94054090 | [11 empty] | 1 | 0 | 0 | 1 | [11 empty] | 0 | [5 empty] | N/A | FRP-ER-002-01 | FRP-XXER-XXXX-002-01
IM00147 | Front Panel 900VA ROCK POWER Series Golden Yellow | FRP-XXRK-XXXX-001-01 |  | B Class | Nos | Nos | I-Inventory | RM-Raw Material | Front Panel 900VA ROCK POWER Series Golden Yellow | Raw Material | NA | FRONT PANEL |  | 94054090 | [11 empty] | 1 | 0 | 0 | 1 | [11 empty] | 0 | [5 empty] | N/A | FRP-RK-001-01 | FRP-XXRK-XXXX-001-01
IM00148 | Front Panel 24V ROCK POWER Series Golden Yellow | FRP-XXRK-XXXX-002-01 |  | B Class | Nos | Nos | I-Inventory | RM-Raw Material | Front Panel 24V ROCK POWER Series Golden Yellow | Raw Material | NA | FRONT PANEL |  | 94054090 | [11 empty] | 1 | 0 | 0 | 1 | [11 empty] | 0 | [5 empty] | N/A | FRP-RK-002-01 | FRP-XXRK-XXXX-002-01
IM00149 | FRONT STICKER 1KVA/3.5KVA Afriipower | FRS-XXAF-XXXX-001-01 |  | B Class | Nos | Nos | I-Inventory | RM-Raw Material | FRONT STICKER 1KVA/3.5KVA Afriipower | Raw Material | NA | STICKER |  | 48219010 | [11 empty] | 1 | 0 | 0 | 1 | [11 empty] | RAJ ENTP/ FGPIL /LEBELMART/GIRGLA | [5 empty] | N/A | FRS-AF-001-01 | FRS-XXAF-XXXX-001-01
IM00150 | FRONT STICKER 1KVA/3.5KVA Afriipower (PCU) | FRS-XXAF-XXXX-003-01 |  | B Class | Nos | Nos | I-Inventory | RM-Raw Material | FRONT STICKER 1KVA/3.5KVA Afriipower (PCU) | Raw Material | NA | STICKER |  | 48219010 | [11 empty] | 1 | 0 | 0 | 1 | [11 empty] | RAJ ENTP/ FGPIL /LEBELMART/GIRGLA | [5 empty] | N/A | FRS-AF-003-01 | FRS-XXAF-XXXX-003-01
IM00151 | FRONT STICKER 5KVA Afriipower (MPPT PCU) REV.02 | FRS-XXAF-XXXX-004-02 |  | B Class | Nos | Nos | I-Inventory | RM-Raw Material | FRONT STICKER 5KVA Afriipower (MPPT PCU) REV.02 | Raw Material | NA | STICKER |  | 48219010 | [11 empty] | 1 | 0 | 0 | 1 | [11 empty] | 0 | [5 empty] | N/A | FRS-AF-004-02 | FRS-XXAF-XXXX-004-02
IM00152 | FRONT STICKER 7.5KVA-10KVA Afriipower HUPS | FRS-XXAF-XXXX-005-01 |  | B Class | Nos | Nos | I-Inventory | RM-Raw Material | FRONT STICKER 7.5KVA-10KVA Afriipower HUPS | Raw Material | NA | STICKER |  | 48219010 | [11 empty] | 1 | 0 | 0 | 1 | [11 empty] | RAJ ENTP/ FGPIL /LEBELMART/GIRGLA | [5 empty] | N/A | FRS-AF-005-01 | FRS-XXAF-XXXX-005-01
IM00153 | Front Sticker 12V BK POWER | FRS-XXBK-XXXX-001-01 |  | B Class | Nos | Nos | I-Inventory | RM-Raw Material | Front Sticker 12V BK POWER | Raw Material | NA | STICKER |  | 48219010 | [11 empty] | 1 | 0 | 0 | 1 | [11 empty] | 0 | [5 empty] | N/A | FRS-BK-001-01 | FRS-XXBK-XXXX-001-01
IM00154 | Front Sticker 5KVA BK POWER HUPS REV.02 | FRS-XXBK-XXXX-002-02 |  | B Class | Nos | Nos | I-Inventory | RM-Raw Material | Front Sticker 5KVA BK POWER HUPS REV.02 | Raw Material | NA | STICKER |  | 48219010 | [11 empty] | 1 | 0 | 0 | 1 | [11 empty] | 0 | [5 empty] | N/A | FRS-BK-002-02 | FRS-XXBK-XXXX-002-02
IM00155 | Front Sticker Boom 500 | FRS-XXBM-XXXX-001-01 |  | B Class | Nos | Nos | I-Inventory | RM-Raw Material | Front Sticker Boom 500 | Raw Material | NA | STICKER |  | 48219010 | [11 empty] | 1 | 0 | 0 | 1 | [11 empty] | RAJ ENTP/ FGPIL /LEBELMART/GIRGLA | [5 empty] | N/A | FRS-BM-001-01 | FRS-XXBM-XXXX-001-01
IM00156 | Front Sticker Boom 700 | FRS-XXBM-XXXX-002-01 |  | B Class | Nos | Nos | I-Inventory | RM-Raw Material | Front Sticker Boom 700 | Raw Material | NA | STICKER |  | 48219010 | [11 empty] | 1 | 0 | 0 | 1 | [11 empty] | RAJ ENTP/ FGPIL /LEBELMART/GIRGLA | [5 empty] | N/A | FRS-BM-002-01 | FRS-XXBM-XXXX-002-01
IM00157 | Front Sticker Boom 900/1100 | FRS-XXBM-XXXX-003-01 |  | B Class | Nos | Nos | I-Inventory | RM-Raw Material | Front Sticker Boom 900/1100 | Raw Material | NA | STICKER |  | 48219010 | [11 empty] | 1 | 0 | 0 | 1 | [11 empty] | RAJ ENTP/ FGPIL /LEBELMART/GIRGLA | [5 empty] | N/A | FRS-BM-003-01 | FRS-XXBM-XXXX-003-01
IM00158 | Front Sticker Boom 2000 | FRS-XXBM-XXXX-004-01 |  | B Class | Nos | Nos | I-Inventory | RM-Raw Material | Front Sticker Boom 2000 | Raw Material | NA | STICKER |  | 48219010 | [11 empty] | 1 | 0 | 0 | 1 | [11 empty] | RAJ ENTP/ FGPIL /LEBELMART/GIRGLA | [5 empty] | N/A | FRS-BM-004-01 | FRS-XXBM-XXXX-004-01
IM00159 | Front Capacity Sticker Boom 700 | FRS-XXBM-XXXX-005-01 |  | B Class | Nos | Nos | I-Inventory | RM-Raw Material | Front Capacity Sticker Boom 700 | Raw Material | NA | STICKER |  | 48219010 | [11 empty] | 1 | 0 | 0 | 1 | [11 empty] | RAJ ENTP/ FGPIL /LEBELMART/GIRGLA | [5 empty] | N/A | FRS-BM-005-01 | FRS-XXBM-XXXX-005-01
IM00160 | Front Sticker Bravo Black | FRS-XXBR-XXXX-001-01 |  | B Class | Nos | Nos | I-Inventory | RM-Raw Material | Front Sticker Bravo Black | Raw Material | NA | STICKER |  | 48219010 | [11 empty] | 1 | 0 | 0 | 1 | [11 empty] | RAJ ENTP/ FGPIL /LEBELMART/GIRGLA | [5 empty] | N/A | FRS-BR-001-01 | FRS-XXBR-XXXX-001-01
IM00161 | Front Sticker Bravo Silver | FRS-XXBR-XXXX-002-01 |  | B Class | Nos | Nos | I-Inventory | RM-Raw Material | Front Sticker Bravo Silver | Raw Material | NA | STICKER |  | 48219010 | [11 empty] | 1 | 0 | 0 | 1 | [11 empty] | RAJ ENTP/ FGPIL /LEBELMART/GIRGLA | [5 empty] | N/A | FRS-BR-002-01 | FRS-XXBR-XXXX-002-01
IM00162 | Front Sticker Bravo 1700VA | FRS-XXBR-XXXX-003-01 |  | B Class | Nos | Nos | I-Inventory | RM-Raw Material | Front Sticker Bravo 1700VA | Raw Material | NA | STICKER |  | 48219010 | [11 empty] | 1 | 0 | 0 | 1 | [11 empty] | RAJ ENTP/ FGPIL /LEBELMART/GIRGLA | [5 empty] | N/A | FRS-BR-003-01 | FRS-XXBR-XXXX-003-01
IM00163 | Front Sticker Bravo 2000VA | FRS-XXBR-XXXX-004-01 |  | B Class | Nos | Nos | I-Inventory | RM-Raw Material | Front Sticker Bravo 2000VA | Raw Material | NA | STICKER |  | 48219010 | [11 empty] | 1 | 0 | 0 | 1 | [11 empty] | RAJ ENTP/ FGPIL /LEBELMART/GIRGLA | [5 empty] | N/A | FRS-BR-004-01 | FRS-XXBR-XXXX-004-01
IM00164 | Front Sticker Bravo 12V | FRS-XXBR-XXXX-008-01 |  | B Class | Nos | Nos | I-Inventory | RM-Raw Material | Front Sticker Bravo 12V | Raw Material | NA | STICKER |  | 48219010 | [11 empty] | 1 | 0 | 0 | 1 | [11 empty] | 0 | [5 empty] | N/A | FRS-BR-008-01 | FRS-XXBR-XXXX-008-01
IM00165 | Front Sticker Bravo 7.5KVA-10KVA | FRS-XXBR-XXXX-009-01 |  | B Class | Nos | Nos | I-Inventory | RM-Raw Material | Front Sticker Bravo 7.5KVA-10KVA | Raw Material | NA | STICKER |  | 48219010 | [11 empty] | 1 | 0 | 0 | 1 | [11 empty] | 0 | [5 empty] | N/A | FRS-BR-009-01 | FRS-XXBR-XXXX-009-01
IM00166 | Front Sticker Bravo 850VA | FRS-XXBR-XXXX-010-01 |  | B Class | Nos | Nos | I-Inventory | RM-Raw Material | Front Sticker Bravo 850VA | Raw Material | NA | STICKER |  | 48219010 | [11 empty] | 1 | 0 | 0 | 1 | [11 empty] | 0 | [5 empty] | N/A | FRS-BR-010-01 | FRS-XXBR-XXXX-010-01
IM00167 | Front Capacity Sticker Bravo 850VA | FRS-XXBR-XXXX-011-01 |  | B Class | Nos | Nos | I-Inventory | RM-Raw Material | Front Capacity Sticker Bravo 850VA | Raw Material | NA | STICKER |  | 48219010 | [11 empty] | 1 | 0 | 0 | 1 | [11 empty] | 0 | [5 empty] | N/A | FRS-BR-011-01 | FRS-XXBR-XXXX-011-01
IM00168 | Front Sticker HUPS LCD 500VA | FRS-XXBR-XXXX-012-01 |  | B Class | Nos | Nos | I-Inventory | RM-Raw Material | Front Sticker HUPS LCD 500VA | Raw Material | NA | STICKER |  | 48219010 | [11 empty] | 1 | 0 | 0 | 1 | [11 empty] | RAJ ENTP/ FGPIL /LEBELMART/GIRGLA | [5 empty] | N/A | FRS-BR-012-01 | FRS-XXBR-XXXX-012-01
IM00169 | Front Sticker 900VA/1100VA COPEX | FRS-XXCP-XXXX-001-01 |  | B Class | Nos | Nos | I-Inventory | RM-Raw Material | Front Sticker 900VA/1100VA COPEX | Raw Material | NA | STICKER |  | 48219010 | [11 empty] | 1 | 0 | 0 | 1 | [11 empty] | 0 | [5 empty] | N/A | FRS-CP-001-01 | FRS-XXCP-XXXX-001-01
IM00170 | Front Sticker 1700VA/3500VA COPEX | FRS-XXCP-XXXX-002-01 |  | B Class | Nos | Nos | I-Inventory | RM-Raw Material | Front Sticker 1700VA/3500VA COPEX | Raw Material | NA | STICKER |  | 48219010 | [11 empty] | 1 | 0 | 0 | 1 | [11 empty] | 0 | [5 empty] | N/A | FRS-CP-002-01 | FRS-XXCP-XXXX-002-01
IM00171 | Front Sticker 5KVA/10 KVA COPEX REV 02 | FRS-XXCP-XXXX-003-02 |  | B Class | Nos | Nos | I-Inventory | RM-Raw Material | Front Sticker 5KVA/10 KVA COPEX REV 02 | Raw Material | NA | STICKER |  | 48219010 | [11 empty] | 1 | 0 | 0 | 1 | [11 empty] | 0 | [5 empty] | N/A | FRS-CP-003-02 | FRS-XXCP-XXXX-003-02
IM00172 | Front Sticker 900-1100VA Smarten Nova | FRS-XXNV-XXXX-001-01 |  | B Class | Nos | Nos | I-Inventory | RM-Raw Material | Front Sticker 900-1100VA Smarten Nova | Raw Material | NA | STICKER |  | 48219010 | [11 empty] | 1 | 0 | 0 | 1 | [11 empty] | RAJ ENTP/ FGPIL /LEBELMART/GIRGLA | [5 empty] | N/A | FRS-NV-001-01 | FRS-XXNV-XXXX-001-01
IM00173 | Front Sticker 1700-3500VA Smarten Nova | FRS-XXNV-XXXX-002-01 |  | B Class | Nos | Nos | I-Inventory | RM-Raw Material | Front Sticker 1700-3500VA Smarten Nova | Raw Material | NA | STICKER |  | 48219010 | [11 empty] | 1 | 0 | 0 | 1 | [11 empty] | RAJ ENTP/ FGPIL /LEBELMART/GIRGLA | [5 empty] | N/A | FRS-NV-002-01 | FRS-XXNV-XXXX-002-01
IM00174 | Front Sticker 1250 Smarten Nova | FRS-XXNV-XXXX-003-01 |  | B Class | Nos | Nos | I-Inventory | RM-Raw Material | Front Sticker 1250 Smarten Nova | Raw Material | NA | STICKER |  | 48219010 | [11 empty] | 1 | 0 | 0 | 1 | [11 empty] | RAJ ENTP/ FGPIL /LEBELMART/GIRGLA | [5 empty] | N/A | FRS-NV-003-01 | FRS-XXNV-XXXX-003-01
IM00175 | Front Sticker 2500 Smarten Nova | FRS-XXNV-XXXX-004-01 |  | B Class | Nos | Nos | I-Inventory | RM-Raw Material | Front Sticker 2500 Smarten Nova | Raw Material | NA | STICKER |  | 48219010 | [11 empty] | 1 | 0 | 0 | 1 | [11 empty] | RAJ ENTP/ FGPIL /LEBELMART/GIRGLA | [5 empty] | N/A | FRS-NV-004-01 | FRS-XXNV-XXXX-004-01
IM00176 | Front Sticker 24V Smarten Nova Horizontal | FRS-XXNV-XXXX-005-01 |  | B Class | Nos | Nos | I-Inventory | RM-Raw Material | Front Sticker 24V Smarten Nova Horizontal | Raw Material | NA | STICKER |  | 48219010 | [11 empty] | 1 | 0 | 0 | 1 | [11 empty] | 0 | [5 empty] | N/A | FRS-NV-005-01 | FRS-XXNV-XXXX-005-01
IM00177 | Front Sticker 24V Smarten Nova ECO REV.02 | FRS-XXNV-XXXX-005-02 |  | B Class | Nos | Nos | I-Inventory | RM-Raw Material | Front Sticker 24V Smarten Nova ECO REV.02 | Raw Material | NA | STICKER |  | 48219010 | [11 empty] | 1 | 0 | 0 | 1 | [11 empty] | 0 | [5 empty] | N/A | FRS-NV-005-02 | FRS-XXNV-XXXX-005-02
IM00178 | Front Sticker SCC MPPT Prime + | FRS-XXPR-XXXX-001-01 |  | B Class | Nos | Nos | I-Inventory | RM-Raw Material | Front Sticker SCC MPPT Prime + | Raw Material | NA | STICKER |  | 48219010 | [11 empty] | 1 | 0 | 0 | 1 | [11 empty] | RAJ ENTP/ FGPIL /LEBELMART/GIRGLA | [5 empty] | N/A | FRS-PR-001-01 | FRS-XXPR-XXXX-001-01
IM00179 | Front Sticker Proton-S | FRS-XXPT-XXXX-001-01 |  | B Class | Nos | Nos | I-Inventory | RM-Raw Material | Front Sticker Proton-S | Raw Material | NA | STICKER |  | 48219010 | [11 empty] | 1 | 0 | 0 | 1 | [11 empty] | RAJ ENTP/ FGPIL /LEBELMART/GIRGLA | [5 empty] | N/A | FRS-PT-001-01 | FRS-XXPT-XXXX-001-01
IM00180 | Front Sticker Proton-S 7.5KVA - 10KVA | FRS-XXPT-XXXX-003-01 |  | B Class | Nos | Nos | I-Inventory | RM-Raw Material | Front Sticker Proton-S 7.5KVA - 10KVA | Raw Material | NA | STICKER |  | 48219010 | [11 empty] | 1 | 0 | 0 | 1 | [11 empty] | RAJ ENTP/ FGPIL /LEBELMART/GIRGLA | [5 empty] | N/A | FRS-PT-003-01 | FRS-XXPT-XXXX-003-01
IM00181 | Front Sticker 900VA/1100VA Raw Power | FRS-XXRP-XXXX-001-01 |  | B Class | Nos | Nos | I-Inventory | RM-Raw Material | Front Sticker 900VA/1100VA Raw Power | Raw Material | NA | STICKER |  | 48219010 | [11 empty] | 1 | 0 | 0 | 1 | [11 empty] | RAJ ENTP/ FGPIL /LEBELMART/GIRGLA | [5 empty] | N/A | FRS-RP-001-01 | FRS-XXRP-XXXX-001-01
IM00182 | Front Sticker 1700VA/3500VA Raw Power | FRS-XXRP-XXXX-002-01 |  | B Class | Nos | Nos | I-Inventory | RM-Raw Material | Front Sticker 1700VA/3500VA Raw Power | Raw Material | NA | STICKER |  | 48219010 | [11 empty] | 1 | 0 | 0 | 1 | [11 empty] | RAJ ENTP/ FGPIL /LEBELMART/GIRGLA | [5 empty] | N/A | FRS-RP-002-01 | FRS-XXRP-XXXX-002-01
IM00183 | Front Sticker 7.5KVA - 10KVA Raw Power HUPS | FRS-XXRP-XXXX-004-01 |  | B Class | Nos | Nos | I-Inventory | RM-Raw Material | Front Sticker 7.5KVA - 10KVA Raw Power HUPS | Raw Material | NA | STICKER |  | 48219010 | [11 empty] | 1 | 0 | 0 | 1 | [11 empty] | RAJ ENTP/ FGPIL /LEBELMART/GIRGLA | [5 empty] | N/A | FRS-RP-004-01 | FRS-XXRP-XXXX-004-01
IM00184 | Front Sticker Superb 2200 | FRS-XXSB-XXXX-001-01 |  | B Class | Nos | Nos | I-Inventory | RM-Raw Material | Front Sticker Superb 2200 | Raw Material | NA | STICKER |  | 48219010 | [11 empty] | 1 | 0 | 0 | 1 | [11 empty] | RAJ ENTP/ FGPIL /LEBELMART/GIRGLA | [5 empty] | N/A | FRS-SB-001-01 | FRS-XXSB-XXXX-001-01
IM00185 | Front Sticker Superb 1100 | FRS-XXSB-XXXX-002-01 |  | B Class | Nos | Nos | I-Inventory | RM-Raw Material | Front Sticker Superb 1100 | Raw Material | NA | STICKER |  | 48219010 | [11 empty] | 1 | 0 | 0 | 1 | [11 empty] | RAJ ENTP/ FGPIL /LEBELMART/GIRGLA | [5 empty] | N/A | FRS-SB-002-01 | FRS-XXSB-XXXX-002-01
IM00186 | Front Sticker Superb 2500 | FRS-XXSB-XXXX-004-01 |  | B Class | Nos | Nos | I-Inventory | RM-Raw Material | Front Sticker Superb 2500 | Raw Material | NA | STICKER |  | 48219010 | [11 empty] | 1 | 0 | 0 | 1 | [11 empty] | RAJ ENTP/ FGPIL /LEBELMART/GIRGLA | [5 empty] | N/A | FRS-SB-004-01 | FRS-XXSB-XXXX-004-01
IM00187 | Front Sticker Superb 7.5VA-10KVA | FRS-XXSB-XXXX-005-01 |  | B Class | Nos | Nos | I-Inventory | RM-Raw Material | Front Sticker Superb 7.5VA-10KVA | Raw Material | NA | STICKER |  | 48219010 | [11 empty] | 1 | 0 | 0 | 1 | [11 empty] | RAJ ENTP/ FGPIL /LEBELMART/GIRGLA | [5 empty] | N/A | FRS-SB-005-01 | FRS-XXSB-XXXX-005-01
IM00188 | Front Sticker 900-1100VA Smarten SHINE | FRS-XXSH-XXXX-001-01 |  | B Class | Nos | Nos | I-Inventory | RM-Raw Material | Front Sticker 900-1100VA Smarten SHINE | Raw Material | NA | STICKER |  | 48219010 | [11 empty] | 1 | 0 | 0 | 1 | [11 empty] | RAJ ENTP/ FGPIL /LEBELMART/GIRGLA | [5 empty] | N/A | FRS-SH-001-01 | FRS-XXSH-XXXX-001-01
IM00189 | Front Sticker 1700-3500VA Smarten SHINE | FRS-XXSH-XXXX-002-01 |  | B Class | Nos | Nos | I-Inventory | RM-Raw Material | Front Sticker 1700-3500VA Smarten SHINE | Raw Material | NA | STICKER |  | 48219010 | [11 empty] | 1 | 0 | 0 | 1 | [11 empty] | RAJ ENTP/ FGPIL /LEBELMART/GIRGLA | [5 empty] | N/A | FRS-SH-002-01 | FRS-XXSH-XXXX-002-01
IM00190 | Front Sticker 1700-3500VA Smarten SHINE WITH KEYPAD | FRS-XXSH-XXXX-002-02 |  | B Class | Nos | Nos | I-Inventory | RM-Raw Material | Front Sticker 1700-3500VA Smarten SHINE WITH KEYPAD | Raw Material | NA | STICKER |  | 48219010 | [11 empty] | 1 | 0 | 0 | 1 | [11 empty] | 0 | [5 empty] | N/A | FRS-SH-002-02 | FRS-XXSH-XXXX-002-02
IM00191 | Front Sticker 7.5KVA & 10KVA Smarten SHINE | FRS-XXSH-XXXX-003-01 |  | B Class | Nos | Nos | I-Inventory | RM-Raw Material | Front Sticker 7.5KVA & 10KVA Smarten SHINE | Raw Material | NA | STICKER |  | 48219010 | [11 empty] | 1 | 0 | 0 | 1 | [11 empty] | 0 | [5 empty] | N/A | FRS-SH-003-01 | FRS-XXSH-XXXX-003-01
IM00192 | Smarten DOM Sticker 98X15MM,White | FRS-XXSM-XXXX-001-01 |  | B Class | Nos | Nos | I-Inventory | RM-Raw Material | Smarten DOM Sticker 98X15MM,White | Raw Material | NA | STICKER |  | 48219010 | [11 empty] | 1 | 0 | 0 | 1 | [11 empty] | RAJ ENTP/ FGPIL /LEBELMART/GIRGLA | [5 empty] | N/A | FRS-SM-001-01 | FRS-XXSM-XXXX-001-01
IM00193 | Smarten DOM Sticker 98X15MM,Blue | FRS-XXSM-XXXX-002-01 |  | B Class | Nos | Nos | I-Inventory | RM-Raw Material | Smarten DOM Sticker 98X15MM,Blue | Raw Material | NA | STICKER |  | 48219010 | [11 empty] | 1 | 0 | 0 | 1 | [11 empty] | RAJ ENTP/ FGPIL /LEBELMART/GIRGLA | [5 empty] | N/A | FRS-SM-002-01 | FRS-XXSM-XXXX-002-01
IM00194 | Smarten DOM Sticker 98X21MM,White | FRS-XXSM-XXXX-003-01 |  | B Class | Nos | Nos | I-Inventory | RM-Raw Material | Smarten DOM Sticker 98X21MM,White | Raw Material | NA | STICKER |  | 48219010 | [11 empty] | 1 | 0 | 0 | 1 | [11 empty] | RAJ ENTP/ FGPIL /LEBELMART/GIRGLA | [5 empty] | N/A | FRS-SM-003-01 | FRS-XXSM-XXXX-003-01
IM00195 | Smarten DOM Sticker 98X21MM,Blue | FRS-XXSM-XXXX-004-01 |  | B Class | Nos | Nos | I-Inventory | RM-Raw Material | Smarten DOM Sticker 98X21MM,Blue | Raw Material | NA | STICKER |  | 48219010 | [11 empty] | 1 | 0 | 0 | 1 | [11 empty] | RAJ ENTP/ FGPIL /LEBELMART/GIRGLA | [5 empty] | N/A | FRS-SM-004-01 | FRS-XXSM-XXXX-004-01
IM00196 | Smarten Sticker 3 x 3 inch. | FRS-XXSM-XXXX-005-01 |  | B Class | Nos | Nos | I-Inventory | RM-Raw Material | Smarten Sticker 3 x 3 inch. | Raw Material | NA | STICKER |  | 48219010 | [11 empty] | 1 | 0 | 0 | 1 | [11 empty] | 0 | [5 empty] | N/A | FRS-SM-005-01 | FRS-XXSM-XXXX-005-01
IM00197 | Smarten Sticker 2 x 2 inch. | FRS-XXSM-XXXX-006-01 |  | B Class | Nos | Nos | I-Inventory | RM-Raw Material | Smarten Sticker 2 x 2 inch. | Raw Material | NA | STICKER |  | 48219010 | [11 empty] | 1 | 0 | 0 | 1 | [11 empty] | 0 | [5 empty] | N/A | FRS-SM-006-01 | FRS-XXSM-XXXX-006-01
IM00198 | Smarten Sticker 2 | FRS-XXSM-XXXX-007-01 |  | B Class | Nos | Nos | I-Inventory | RM-Raw Material | Smarten Sticker 2 | Raw Material | NA | STICKER |  | 48219010 | [11 empty] | 1 | 0 | 0 | 1 | [11 empty] | 0 | [5 empty] | N/A | FRS-SM-007-01 | FRS-XXSM-XXXX-007-01
IM00199 | Front Sticker SAMSUN 12V/24V MPPT PCU | FRS-XXSN-XXXX-001-01 |  | B Class | Nos | Nos | I-Inventory | RM-Raw Material | Front Sticker SAMSUN 12V/24V MPPT PCU | Raw Material | NA | STICKER |  | 48219010 | [11 empty] | 1 | 0 | 0 | 1 | [11 empty] | RAJ ENTP/ FGPIL /LEBELMART/GIRGLA | [5 empty] | N/A | FRS-SN-001-01 | FRS-XXSN-XXXX-001-01
IM00200 | Front Sticker SAMSUN 12V/24V PWM PCU | FRS-XXSN-XXXX-002-01 |  | B Class | Nos | Nos | I-Inventory | RM-Raw Material | Front Sticker SAMSUN 12V/24V PWM PCU | Raw Material | NA | STICKER |  | 48219010 | [11 empty] | 1 | 0 | 0 | 1 | [11 empty] | RAJ ENTP/ FGPIL /LEBELMART/GIRGLA | [5 empty] | N/A | FRS-SN-002-01 | FRS-XXSN-XXXX-002-01
IM00201 | Front Sticker SAMSUN MPPT SCC | FRS-XXSN-XXXX-003-01 |  | B Class | Nos | Nos | I-Inventory | RM-Raw Material | Front Sticker SAMSUN MPPT SCC | Raw Material | NA | STICKER |  | 48219010 | [11 empty] | 1 | 0 | 0 | 1 | [11 empty] | RAJ ENTP/ FGPIL /LEBELMART/GIRGLA | [5 empty] | N/A | FRS-SN-003-01 | FRS-XXSN-XXXX-003-01
IM00202 | Front Sticker SAMSUN 5KVA MPPT PCU REV 02 | FRS-XXSN-XXXX-004-02 |  | B Class | Nos | Nos | I-Inventory | RM-Raw Material | Front Sticker SAMSUN 5KVA MPPT PCU REV 02 | Raw Material | NA | STICKER |  | 48219010 | [11 empty] | 1 | 0 | 0 | 1 | [11 empty] | RAJ ENTP/ FGPIL /LEBELMART/GIRGLA | [5 empty] | N/A | FRS-SN-004-02 | FRS-XXSN-XXXX-004-02
IM00203 | Front Sticker SAMSUN 12V HUPS | FRS-XXSN-XXXX-005-01 |  | B Class | Nos | Nos | I-Inventory | RM-Raw Material | Front Sticker SAMSUN 12V HUPS | Raw Material | NA | STICKER |  | 48219010 | [11 empty] | 1 | 0 | 0 | 1 | [11 empty] | 0 | [5 empty] | N/A | FRS-SN-005-01 | FRS-XXSN-XXXX-005-01
IM00204 | Front Sticker SAMSUN 24V HUPS | FRS-XXSN-XXXX-006-01 |  | B Class | Nos | Nos | I-Inventory | RM-Raw Material | Front Sticker SAMSUN 24V HUPS | Raw Material | NA | STICKER |  | 48219010 | [11 empty] | 1 | 0 | 0 | 1 | [11 empty] | 0 | [5 empty] | N/A | FRS-SN-006-01 | FRS-XXSN-XXXX-006-01
IM00205 | Front Sticker SCC Savior Small | FRS-XXSO-XXXX-001-01 |  | B Class | Nos | Nos | I-Inventory | RM-Raw Material | Front Sticker SCC Savior Small | Raw Material | NA | STICKER |  | 48219010 | [11 empty] | 1 | 0 | 0 | 1 | [11 empty] | RAJ ENTP/ FGPIL /LEBELMART/GIRGLA | [5 empty] | N/A | FRS-SO-001-01 | FRS-XXSO-XXXX-001-01
IM00206 | Front Sticker SCC Savior+ | FRS-XXSO-XXXX-002-01 |  | B Class | Nos | Nos | I-Inventory | RM-Raw Material | Front Sticker SCC Savior+ | Raw Material | NA | STICKER |  | 48219010 | [11 empty] | 1 | 0 | 0 | 1 | [11 empty] | RAJ ENTP/ FGPIL /LEBELMART/GIRGLA | [5 empty] | N/A | FRS-SO-002-01 | FRS-XXSO-XXXX-002-01
IM00207 | Front Sticker SCC Savior Big | FRS-XXSO-XXXX-003-01 |  | B Class | Nos | Nos | I-Inventory | RM-Raw Material | Front Sticker SCC Savior Big | Raw Material | NA | STICKER |  | 48219010 | [11 empty] | 1 | 0 | 0 | 1 | [11 empty] | RAJ ENTP/ FGPIL /LEBELMART/GIRGLA | [5 empty] | N/A | FRS-SO-003-01 | FRS-XXSO-XXXX-003-01
IM00208 | Front Sticker Mediez Solar Management Unit | FRS-XXSO-XXXX-004-01 |  | B Class | Nos | Nos | I-Inventory | RM-Raw Material | Front Sticker Mediez Solar Management Unit | Raw Material | NA | STICKER |  | 48219010 | [11 empty] | 1 | 0 | 0 | 1 | [11 empty] | RAJ ENTP/ FGPIL /LEBELMART/GIRGLA | [5 empty] | N/A | FRS-SO-004-01 | FRS-XXSO-XXXX-004-01
IM00209 | Front Sticker SCC Savior+ without Keypad | FRS-XXSO-XXXX-005-01 |  | B Class | Nos | Nos | I-Inventory | RM-Raw Material | Front Sticker SCC Savior+ without Keypad | Raw Material | NA | STICKER |  | 48219010 | [11 empty] | 1 | 0 | 0 | 1 | [11 empty] | RAJ ENTP/ FGPIL /LEBELMART/GIRGLA | [5 empty] | N/A | FRS-SO-005-01 | FRS-XXSO-XXXX-005-01
IM00210 | Front Sticker Saver | FRS-XXSV-XXXX-001-01 |  | B Class | Nos | Nos | I-Inventory | RM-Raw Material | Front Sticker Saver | Raw Material | NA | STICKER |  | 48219010 | [11 empty] | 1 | 0 | 0 | 1 | [11 empty] | RAJ ENTP/ FGPIL /LEBELMART/GIRGLA | [5 empty] | N/A | FRS-SV-001-01 | FRS-XXSV-XXXX-001-01
IM00211 | Front Sticker Saver 1700VA PCU | FRS-XXSV-XXXX-002-01 |  | B Class | Nos | Nos | I-Inventory | RM-Raw Material | Front Sticker Saver 1700VA PCU | Raw Material | NA | STICKER |  | 48219010 | [11 empty] | 1 | 0 | 0 | 1 | [11 empty] | RAJ ENTP/ FGPIL /LEBELMART/GIRGLA | [5 empty] | N/A | FRS-SV-002-01 | FRS-XXSV-XXXX-002-01
IM00212 | Front Sticker Bravo LCD | FRS-XXSV-XXXX-007-01 |  | B Class | Nos | Nos | I-Inventory | RM-Raw Material | Front Sticker Bravo LCD | Raw Material | NA | STICKER |  | 48219010 | [11 empty] | 1 | 0 | 0 | 1 | [11 empty] | RAJ ENTP/ FGPIL /LEBELMART/GIRGLA | [5 empty] | N/A | FRS-SV-007-01 | FRS-XXSV-XXXX-007-01
IM00213 | Front Sticker Saver 500VA | FRS-XXSV-XXXX-009-01 |  | B Class | Nos | Nos | I-Inventory | RM-Raw Material | Front Sticker Saver 500VA | Raw Material | NA | STICKER |  | 48219010 | [11 empty] | 1 | 0 | 0 | 1 | [11 empty] | RAJ ENTP/ FGPIL /LEBELMART/GIRGLA | [5 empty] | N/A | FRS-SV-009-01 | FRS-XXSV-XXXX-009-01
IM00214 | Front Capacity Sticker Saver 700 | FRS-XXSV-XXXX-010-01 |  | B Class | Nos | Nos | I-Inventory | RM-Raw Material | Front Capacity Sticker Saver 700 | Raw Material | NA | STICKER |  | 48219010 | [11 empty] | 1 | 0 | 0 | 1 | [11 empty] | RAJ ENTP/ FGPIL /LEBELMART/GIRGLA | [5 empty] | N/A | FRS-SV-010-01 | FRS-XXSV-XXXX-010-01
IM00215 | Front Capacity Sticker Saver 1000 | FRS-XXSV-XXXX-011-01 |  | B Class | Nos | Nos | I-Inventory | RM-Raw Material | Front Capacity Sticker Saver 1000 | Raw Material | NA | STICKER |  | 48219010 | [11 empty] | 1 | 0 | 0 | 1 | [11 empty] | RAJ ENTP/ FGPIL /LEBELMART/GIRGLA | [5 empty] | N/A | FRS-SV-011-01 | FRS-XXSV-XXXX-011-01
IM00216 | Front Sticker SMARU Solar Management unit | FRS-XXSV-XXXX-012-01 |  | B Class | Nos | Nos | I-Inventory | RM-Raw Material | Front Sticker SMARU Solar Management unit | Raw Material | NA | STICKER |  | 48219010 | [11 empty] | 1 | 0 | 0 | 1 | [11 empty] | RAJ ENTP/ FGPIL /LEBELMART/GIRGLA | [5 empty] | N/A | FRS-SV-012-01 | FRS-XXSV-XXXX-012-01
IM00217 | Front Sticker Saver 7.5KVA -10KVA | FRS-XXSV-XXXX-013-01 |  | B Class | Nos | Nos | I-Inventory | RM-Raw Material | Front Sticker Saver 7.5KVA -10KVA | Raw Material | NA | STICKER |  | 48219010 | [11 empty] | 1 | 0 | 0 | 1 | [11 empty] | RAJ ENTP/ FGPIL /LEBELMART/GIRGLA | [5 empty] | N/A | FRS-SV-013-01 | FRS-XXSV-XXXX-013-01
IM00218 | Front Sticker Saver+ 24V PCU | FRS-XXSV-XXXX-014-01 |  | B Class | Nos | Nos | I-Inventory | RM-Raw Material | Front Sticker Saver+ 24V PCU | Raw Material | NA | STICKER |  | 48219010 | [11 empty] | 1 | 0 | 0 | 1 | [11 empty] | RAJ ENTP/ FGPIL /LEBELMART/GIRGLA | [5 empty] | N/A | FRS-SV-014-01 | FRS-XXSV-XXXX-014-01
IM00219 | Front Sticker HUPS 900VA/1100VA AMS | FRS-XXAM-XXXX-001-01 |  | B Class | Nos | Nos | I-Inventory | RM-Raw Material | Front Sticker HUPS 900VA/1100VA AMS | Raw Material | NA | STICKER |  | 48219010 | [11 empty] | 1 | 0 | 0 | 1 | [11 empty] | RAJ ENTP/ FGPIL /LEBELMART/GIRGLA | [5 empty] | N/A | FRS-AM-001-01 | FRS-XXAM-XXXX-001-01
IM00220 | Front Sticker HUPS 1700VA/3500VA AMS | FRS-XXAM-XXXX-002-01 |  | B Class | Nos | Nos | I-Inventory | RM-Raw Material | Front Sticker HUPS 1700VA/3500VA AMS | Raw Material | NA | STICKER |  | 48219010 | [11 empty] | 1 | 0 | 0 | 1 | [11 empty] | RAJ ENTP/ FGPIL /LEBELMART/GIRGLA | [5 empty] | N/A | FRS-AM-002-01 | FRS-XXAM-XXXX-002-01
IM00221 | Front Sticker HUPS 5KVA AMS | FRS-XXAM-XXXX-003-01 |  | B Class | Nos | Nos | I-Inventory | RM-Raw Material | Front Sticker HUPS 5KVA AMS | Raw Material | NA | STICKER |  | 48219010 | [11 empty] | 1 | 0 | 0 | 1 | [11 empty] | RAJ ENTP/ FGPIL /LEBELMART/GIRGLA | [5 empty] | N/A | FRS-AM-003-01 | FRS-XXAM-XXXX-003-01
IM00222 | Front Sticker 12V EURO NET | FRS-XXER-XXXX-001-01 |  | B Class | Nos | Nos | I-Inventory | RM-Raw Material | Front Sticker 12V EURO NET | Raw Material | NA | STICKER |  | 48219010 | [11 empty] | 1 | 0 | 0 | 1 | [11 empty] | RAJ ENTP/ FGPIL /LEBELMART/GIRGLA | [5 empty] | N/A | FRS-ER-001-01 | FRS-XXER-XXXX-001-01
IM00223 | Front Sticker HUPS 24V-48V EURO NET | FRS-XXER-XXXX-002-01 |  | B Class | Nos | Nos | I-Inventory | RM-Raw Material | Front Sticker HUPS 24V-48V EURO NET | Raw Material | NA | STICKER |  | 48219010 | [11 empty] | 1 | 0 | 0 | 1 | [11 empty] | RAJ ENTP/ FGPIL /LEBELMART/GIRGLA | [5 empty] | N/A | FRS-ER-002-01 | FRS-XXER-XXXX-002-01
IM00224 | Front Sticker PCU 24V EURO NET | FRS-XXER-XXXX-004-01 |  | B Class | Nos | Nos | I-Inventory | RM-Raw Material | Front Sticker PCU 24V EURO NET | Raw Material | NA | STICKER |  | 48219010 | [11 empty] | 1 | 0 | 0 | 1 | [11 empty] | RAJ ENTP/ FGPIL /LEBELMART/GIRGLA | [5 empty] | N/A | FRS-ER-004-01 | FRS-XXER-XXXX-004-01
IM00225 | Front Sticker HUPS 5KVA EURO NET | FRS-XXER-XXXX-005-01 |  | B Class | Nos | Nos | I-Inventory | RM-Raw Material | Front Sticker HUPS 5KVA EURO NET | Raw Material | NA | STICKER |  | 48219010 | [11 empty] | 1 | 0 | 0 | 1 | [11 empty] | RAJ ENTP/ FGPIL /LEBELMART/GIRGLA | [5 empty] | N/A | FRS-ER-005-01 | FRS-XXER-XXXX-005-01
IM00226 | Front Sticker Trendy + 24V MPPT PCU | FRS-XXST-XXXX-001-01 |  | B Class | Nos | Nos | I-Inventory | RM-Raw Material | Front Sticker Trendy + 24V MPPT PCU | Raw Material | NA | STICKER |  | 48219010 | [11 empty] | 1 | 0 | 0 | 1 | [11 empty] | RAJ ENTP/ FGPIL /LEBELMART/GIRGLA | [5 empty] | N/A | FRS-ST-001-01 | FRS-XXST-XXXX-001-01
IM00227 | Front Sticker Shine + 24V PCU | FRS-XXST-XXXX-002-01 |  | B Class | Nos | Nos | I-Inventory | RM-Raw Material | Front Sticker Shine + 24V PCU | Raw Material | NA | STICKER |  | 48219010 | [11 empty] | 1 | 0 | 0 | 1 | [11 empty] | RAJ ENTP/ FGPIL /LEBELMART/GIRGLA | [5 empty] | N/A | FRS-ST-002-01 | FRS-XXST-XXXX-002-01
IM00228 | Front Sticker BRAVO ECO 24V HUPS | FRS-XXST-XXXX-003-01 |  | B Class | Nos | Nos | I-Inventory | RM-Raw Material | Front Sticker BRAVO ECO 24V HUPS | Raw Material | NA | STICKER |  | 48219010 | [11 empty] | 1 | 0 | 0 | 1 | [11 empty] | RAJ ENTP/ FGPIL /LEBELMART/GIRGLA | [5 empty] | N/A | FRS-ST-003-01 | FRS-XXST-XXXX-003-01
IM00229 | Front Sticker SCC MPPT Prime | FRS-XXST-XXXX-004-01 |  | B Class | Nos | Nos | I-Inventory | RM-Raw Material | Front Sticker SCC MPPT Prime | Raw Material | NA | STICKER |  | 48219010 | [11 empty] | 1 | 0 | 0 | 1 | [11 empty] | RAJ ENTP/ FGPIL /LEBELMART/GIRGLA | [5 empty] | N/A | FRS-ST-004-01 | FRS-XXST-XXXX-004-01
IM00230 | Front Sticker TEJAS DC MPPT 12V Solar PCU | FRS-XXST-XXXX-005-01 |  | B Class | Nos | Nos | I-Inventory | RM-Raw Material | Front Sticker TEJAS DC MPPT 12V Solar PCU | Raw Material | NA | STICKER |  | 48219010 | [11 empty] | 1 | 0 | 0 | 1 | [11 empty] | RAJ ENTP/ FGPIL /LEBELMART/GIRGLA | [5 empty] | N/A | FRS-ST-005-01 | FRS-XXST-XXXX-005-01
IM00231 | Front Sticker BRAVO+ 12V | FRS-XXST-XXXX-006-01 |  | B Class | Nos | Nos | I-Inventory | RM-Raw Material | Front Sticker BRAVO+ 12V | Raw Material | NA | STICKER |  | 48219010 | [11 empty] | 1 | 0 | 0 | 1 | [11 empty] | RAJ ENTP/ FGPIL /LEBELMART/GIRGLA | [5 empty] | N/A | FRS-ST-006-01 | FRS-XXST-XXXX-006-01
IM00232 | Front Sticker BRAVO+ 24V | FRS-XXST-XXXX-007-01 |  | B Class | Nos | Nos | I-Inventory | RM-Raw Material | Front Sticker BRAVO+ 24V | Raw Material | NA | STICKER |  | 48219010 | [11 empty] | 1 | 0 | 0 | 1 | [11 empty] | RAJ ENTP/ FGPIL /LEBELMART/GIRGLA | [5 empty] | N/A | FRS-ST-007-01 | FRS-XXST-XXXX-007-01
IM00233 | Front Sticker Trendy + 5KVA - 10KVA MPPT PCU | FRS-XXST-XXXX-008-01 |  | B Class | Nos | Nos | I-Inventory | RM-Raw Material | Front Sticker Trendy + 5KVA - 10KVA MPPT PCU | Raw Material | NA | STICKER |  | 48219010 | [11 empty] | 1 | 0 | 0 | 1 | [11 empty] | RAJ ENTP/ FGPIL /LEBELMART/GIRGLA | [5 empty] | N/A | FRS-ST-008-01 | FRS-XXST-XXXX-008-01
IM00234 | Front Sticker BRAVO+ 12V(22X58.70MM) | FRS-XXST-XXXX-009-01 |  | B Class | Nos | Nos | I-Inventory | RM-Raw Material | Front Sticker BRAVO+ 12V(22X58.70MM) | Raw Material | NA | STICKER |  | 48219010 | [11 empty] | 1 | 0 | 0 | 1 | [11 empty] | RAJ ENTP/ FGPIL /LEBELMART/GIRGLA | [5 empty] | N/A | FRS-ST-009-01 | FRS-XXST-XXXX-009-01
IM00235 | Front Sticker NOVA+ 12V(22X58.70MM) | FRS-XXST-XXXX-010-01 |  | B Class | Nos | Nos | I-Inventory | RM-Raw Material | Front Sticker NOVA+ 12V(22X58.70MM) | Raw Material | NA | STICKER |  | 48219010 | [11 empty] | 1 | 0 | 0 | 1 | [11 empty] | RAJ ENTP/ FGPIL /LEBELMART/GIRGLA | [5 empty] | N/A | FRS-ST-010-01 | FRS-XXST-XXXX-010-01
IM00236 | Front Sticker POWERLITE 24V | FRS-XXST-XXXX-011-01 |  | B Class | Nos | Nos | I-Inventory | RM-Raw Material | Front Sticker POWERLITE 24V | Raw Material | NA | STICKER |  | 48219010 | [11 empty] | 1 | 0 | 0 | 1 | [11 empty] | RAJ ENTP/ FGPIL /LEBELMART/GIRGLA | [5 empty] | N/A | FRS-ST-011-01 | FRS-XXST-XXXX-011-01
IM00237 | Front Sticker NOVA+ 1050 | FRS-XXST-XXXX-012-01 |  | B Class | Nos | Nos | I-Inventory | RM-Raw Material | Front Sticker NOVA+ 1050 | Raw Material | NA | STICKER |  | 48219010 | [11 empty] | 1 | 0 | 0 | 1 | [11 empty] | RAJ ENTP/ FGPIL /LEBELMART/GIRGLA | [5 empty] | N/A | FRS-ST-012-01 | FRS-XXST-XXXX-012-01
IM00238 | Front Sticker POWERLITE 12V | FRS-XXST-XXXX-013-01 |  | B Class | Nos | Nos | I-Inventory | RM-Raw Material | Front Sticker POWERLITE 12V | Raw Material | NA | STICKER |  | 48219010 | [11 empty] | 1 | 0 | 0 | 1 | [11 empty] | RAJ ENTP/ FGPIL /LEBELMART/GIRGLA | [5 empty] | N/A | FRS-ST-013-01 | FRS-XXST-XXXX-013-01
IM00239 | Front Sticker ROCK POWER 12V | FRS-XXST-XXXX-014-01 |  | B Class | Nos | Nos | I-Inventory | RM-Raw Material | Front Sticker ROCK POWER 12V | Raw Material | NA | STICKER |  | 48219010 | [11 empty] | 1 | 0 | 0 | 1 | [11 empty] | RAJ ENTP/ FGPIL /LEBELMART/GIRGLA | [5 empty] | N/A | FRS-ST-014-01 | FRS-XXST-XXXX-014-01
IM00240 | Front Sticker ROCK POWER 24V | FRS-XXST-XXXX-015-01 |  | B Class | Nos | Nos | I-Inventory | RM-Raw Material | Front Sticker ROCK POWER 24V | Raw Material | NA | STICKER |  | 48219010 | [11 empty] | 1 | 0 | 0 | 1 | [11 empty] | RAJ ENTP/ FGPIL /LEBELMART/GIRGLA | [5 empty] | N/A | FRS-ST-015-01 | FRS-XXST-XXXX-015-01
IM00241 | Front Sticker SAVER 3050VA/24V | FRS-XXST-XXXX-016-01 |  | B Class | Nos | Nos | I-Inventory | RM-Raw Material | Front Sticker SAVER 3050VA/24V | Raw Material | NA | STICKER |  | 48219010 | [11 empty] | 1 | 0 | 0 | 1 | [11 empty] | RAJ ENTP/ FGPIL /LEBELMART/GIRGLA | [5 empty] | N/A | FRS-ST-016-01 | FRS-XXST-XXXX-016-01
IM00242 | Front Sticker SCC SAVIOR RAW POWER | FRS-XXST-XXXX-017-01 |  | B Class | Nos | Nos | I-Inventory | RM-Raw Material | Front Sticker SCC SAVIOR RAW POWER | Raw Material | NA | STICKER |  | 48219010 | [11 empty] | 1 | 0 | 0 | 1 | [11 empty] | RAJ ENTP/ FGPIL /LEBELMART/GIRGLA | [5 empty] | N/A | FRS-ST-017-01 | FRS-XXST-XXXX-017-01
IM00243 | Front Sticker SAVER 5.5KVA/48V | FRS-XXST-XXXX-018-01 |  | B Class | Nos | Nos | I-Inventory | RM-Raw Material | Front Sticker SAVER 5.5KVA/48V | Raw Material | NA | STICKER |  | 48219010 | [11 empty] | 1 | 0 | 0 | 1 | [11 empty] | RAJ ENTP/ FGPIL /LEBELMART/GIRGLA | [5 empty] | N/A | FRS-ST-018-01 | FRS-XXST-XXXX-018-01
IM00244 | Front Sticker FALCON STAR | FRS-XXST-XXXX-019-01 |  | B Class | Nos | Nos | I-Inventory | RM-Raw Material | Front Sticker FALCON STAR | Raw Material | NA | STICKER |  | 48219010 | [11 empty] | 1 | 0 | 0 | 1 | [11 empty] | RAJ ENTP/ FGPIL /LEBELMART/GIRGLA | [5 empty] | N/A | FRS-ST-019-01 | FRS-XXST-XXXX-019-01
IM00245 | Glass Fuse/F 6.3Amp;250VAC Big | FUS-XXAC-XXXX-001-01 |  | B Class | Nos | Nos | I-Inventory | RM-Raw Material | Glass Fuse/F 6.3Amp;250VAC Big | Raw Material | NA | FUSE |  | 85360000 | [11 empty] | 1 | 0 | 0 | 1 | [11 empty] | PROTECTRON | [5 empty] | PAF6.3A | FUS-AC-001-01 | FUS-XXAC-XXXX-001-01
IM00246 | AC Fuse 6.3Amp. 250VAC Small | FUS-XXAC-XXXX-002-01 |  | B Class | Nos | Nos | I-Inventory | RM-Raw Material | AC Fuse 6.3Amp. 250VAC Small | Raw Material | NA | FUSE |  | 85360000 | [11 empty] | 1 | 0 | 0 | 1 | [11 empty] | PROTECTRON | [5 empty] | PSF6.3A | FUS-AC-002-01 | FUS-XXAC-XXXX-002-01
IM00247 | DC Blade Fuse 40Amp. | FUS-XXDC-XXXX-001-01 |  | B Class | Nos | Nos | I-Inventory | RM-Raw Material | DC Blade Fuse 40Amp. | Raw Material | NA | FUSE |  | 85360000 | [11 empty] | 1 | 0 | 0 | 1 | [11 empty] | PROTECTRON LITTLEFUSE | [5 empty] | PTF200 40A-N 0287040.PXCN | FUS-DC-001-01 | FUS-XXDC-XXXX-001-01
IM00248 | DC Blade Fuse 20Amp. | FUS-XXDC-XXXX-002-01 |  | B Class | Nos | Nos | I-Inventory | RM-Raw Material | DC Blade Fuse 20Amp. | Raw Material | NA | FUSE |  | 85360000 | [11 empty] | 1 | 0 | 0 | 1 | [11 empty] | PROTECTRON LITTLEFUSE | [5 empty] | N/A | FUS-DC-002-01 | FUS-XXDC-XXXX-002-01
IM00249 | fuse holder 10A Big | FUS-XXHL-XXXX-001-01 |  | B Class | Nos | Nos | I-Inventory | RM-Raw Material | fuse holder 10A Big | Raw Material | NA | FUSE |  | 85365090 | [11 empty] | 1 | 0 | 0 | 1 | [11 empty] | ELCOM | [5 empty] | N/A | FUS-HL-001-01 | FUS-XXHL-XXXX-001-01
IM00250 | Fuse Holder 10A Small | FUS-XXHL-XXXX-002-01 |  | B Class | Nos | Nos | I-Inventory | RM-Raw Material | Fuse Holder 10A Small | Raw Material | NA | FUSE |  | 85365090 | [11 empty] | 1 | 0 | 0 | 1 | [11 empty] | ELCOM | [5 empty] | N/A | FUS-HL-002-01 | FUS-XXHL-XXXX-002-01
IM00251 | ABS Socket | HRD-XXAS-XXXX-001-01 |  | B Class | Set | Set | I-Inventory | RM-Raw Material | ABS Socket | Raw Material | NA | SOCKET |  | 85369090 | [11 empty] | 1 | 0 | 0 | 1 | [11 empty] | HILINE POLYMERS | [5 empty] | N/A | HRD-AS-001-01 | HRD-XXAS-XXXX-001-01
IM00252 | Base Gurmut/pin type | HRD-XXBG-XXXX-001-01 |  | B Class | Nos | Nos | I-Inventory | RM-Raw Material | Base Gurmut/pin type | Raw Material | NA | HARDWARE |  | 39260000 | [11 empty] | 1 | 0 | 0 | 1 | [11 empty] | PRASHANT ELECTRICAL/HILINE POLYMERS | [5 empty] | N/A | HRD-BG-001-01 | HRD-XXBG-XXXX-001-01
IM00253 | Base Gurmut/rubber type | HRD-XXBG-XXXX-002-01 |  | B Class | Nos | Nos | I-Inventory | RM-Raw Material | Base Gurmut/rubber type | Raw Material | NA | HARDWARE |  | 39260000 | [11 empty] | 1 | 0 | 0 | 1 | [11 empty] | PRASHANT ELECTRICAL/HILINE POLYMERS | [5 empty] | N/A | HRD-BG-002-01 | HRD-XXBG-XXXX-002-01
IM00254 | Hex Bolt M5x12 (SS) | HRD-XXBT-XXXX-001-01 |  | B Class | Nos | Nos | I-Inventory | RM-Raw Material | Hex Bolt M5x12 (SS) | Raw Material | NA | HARDWARE |  | 7318 | [11 empty] | 1 | 0 | 0 | 1 | [11 empty] | SHIV ENTERPRISES | [5 empty] | HRD-BT-001-01 | HRD-BT-001-01 | HRD-XXBT-XXXX-001-01
IM00255 | Hex Bolt M5x15 (SS) | HRD-XXBT-XXXX-002-01 |  | B Class | Nos | Nos | I-Inventory | RM-Raw Material | Hex Bolt M5x15 (SS) | Raw Material | NA | HARDWARE |  | 7318 | [11 empty] | 1 | 0 | 0 | 1 | [11 empty] | SHIV ENTERPRISES | [5 empty] | HRD-BT-002-01 | HRD-BT-002-01 | HRD-XXBT-XXXX-002-01
IM00256 | Hex Bolt M5x20 (SS) | HRD-XXBT-XXXX-003-01 |  | B Class | Nos | Nos | I-Inventory | RM-Raw Material | Hex Bolt M5x20 (SS) | Raw Material | NA | HARDWARE |  | 7318 | [11 empty] | 1 | 0 | 0 | 1 | [11 empty] | SHIV ENTERPRISES | [5 empty] | HRD-BT-003-01 | HRD-BT-003-01 | HRD-XXBT-XXXX-003-01
IM00257 | Hex Bolt M6x16 (NI) | HRD-XXBT-XXXX-004-01 |  | B Class | Nos | Nos | I-Inventory | RM-Raw Material | Hex Bolt M6x16 (NI) | Raw Material | NA | HARDWARE |  | 7318 | [11 empty] | 1 | 0 | 0 | 1 | [11 empty] | SHIV ENTERPRISES | [5 empty] | HRD-BT-004-01 | HRD-BT-004-01 | HRD-XXBT-XXXX-004-01
IM00258 | Hex Bolt M6x20 (NI) | HRD-XXBT-XXXX-005-01 |  | B Class | Nos | Nos | I-Inventory | RM-Raw Material | Hex Bolt M6x20 (NI) | Raw Material | NA | HARDWARE |  | 7318 | [11 empty] | 1 | 0 | 0 | 1 | [11 empty] | SHIV ENTERPRISES | [5 empty] | HRD-BT-005-01 | HRD-BT-005-01 | HRD-XXBT-XXXX-005-01
IM00259 | Hex Bolt M8x28 | HRD-XXBT-XXXX-006-01 |  | B Class | Nos | Nos | I-Inventory | RM-Raw Material | Hex Bolt M8x28 | Raw Material | NA | HARDWARE |  | 7318 | [11 empty] | 1 | 0 | 0 | 1 | [11 empty] | SHIV ENTERPRISES | [5 empty] | HRD-BT-006-01 | HRD-BT-006-01 | HRD-XXBT-XXXX-006-01
IM00260 | Hex Bolt M6x10 (NI) | HRD-XXBT-XXXX-007-01 |  | B Class | Nos | Nos | I-Inventory | RM-Raw Material | Hex Bolt M6x10 (NI) | Raw Material | NA | HARDWARE |  | 7318 | [11 empty] | 1 | 0 | 0 | 1 | [11 empty] | SHIV ENTERPRISES | [5 empty] | HRD-BT-007-01 | HRD-BT-007-01 | HRD-XXBT-XXXX-007-01
IM00261 | Hex Bolt M3x15 (SS) | HRD-XXBT-XXXX-008-01 |  | B Class | Nos | Nos | I-Inventory | RM-Raw Material | Hex Bolt M3x15 (SS) | Raw Material | NA | HARDWARE |  | 7318 | [11 empty] | 1 | 0 | 0 | 1 | [11 empty] | SHIV ENTERPRISES | [5 empty] | HRD-BT-008-01 | HRD-BT-008-01 | HRD-XXBT-XXXX-008-01
IM00262 | Bolt M6x10,Hexagonal,SS | HRD-XXBT-XXXX-009-01 |  | B Class | Nos | Nos | I-Inventory | RM-Raw Material | Bolt M6x10,Hexagonal,SS | Raw Material | NA | HARDWARE |  | 7318 | [11 empty] | 1 | 0 | 0 | 1 | [11 empty] | SHIV ENTERPRISES | [5 empty] | HRD-BT-009-01 | HRD-BT-009-01 | HRD-XXBT-XXXX-009-01
IM00263 | Hex Bolt M4x10 (SS) | HRD-XXBT-XXXX-010-01 |  | B Class | Nos | Nos | I-Inventory | RM-Raw Material | Hex Bolt M4x10 (SS) | Raw Material | NA | HARDWARE |  | 7318 | [11 empty] | 1 | 0 | 0 | 1 | [11 empty] | SHIV ENTERPRISES | [5 empty] | HRD-BT-010-01 | HRD-BT-010-01 | HRD-XXBT-XXXX-010-01
IM00264 | Bolt PH W/W 3/16 MM MS ZN YEL | HRD-XXBT-XXXX-011-01 |  | B Class | Nos | Nos | I-Inventory | RM-Raw Material | Bolt PH W/W 3/16 MM MS ZN YEL | Raw Material | NA | HARDWARE |  | 73181300 | [11 empty] | 1 | 0 | 0 | 1 | [11 empty] | 0 | [5 empty] | HRD-BT-011-01 | HRD-BT-011-01 | HRD-XXBT-XXXX-011-01
IM00265 | Inductor cover (Nylon) | HRD-XXCP-XXXX-001-01 |  | B Class | Nos | Nos | I-Inventory | RM-Raw Material | Inductor cover (Nylon) | Raw Material | NA | HARDWARE |  | 73181300 | [11 empty] | 1 | 0 | 0 | 1 | [11 empty] | SHIV ENTERPRISES | [5 empty] | HRD-CP-001-01 | HRD-CP-001-01 | HRD-XXCP-XXXX-001-01
IM00266 | 4700MFD capacitor holding cap | HRD-XXCP-XXXX-002-01 |  | B Class | Nos | Nos | I-Inventory | RM-Raw Material | 4700MFD capacitor holding cap | Raw Material | NA | HARDWARE |  | 85322500 | [11 empty] | 1 | 0 | 0 | 1 | [11 empty] | 0 | [5 empty] | HRD-CP-002-01 | HRD-CP-002-01 | HRD-XXCP-XXXX-002-01
IM00267 | 46 X 6 X 1.5mm Copper Busbar | HRD-XXCP-XXXX-003-01 |  | B Class | Nos | Nos | I-Inventory | RM-Raw Material | 46 X 6 X 1.5mm Copper Busbar | Raw Material | NA | HARDWARE |  | 74071010 | [11 empty] | 1 | 0 | 0 | 1 | [11 empty] | COPPER BLUE | [5 empty] | HRD-CP-003-01 | HRD-CP-003-01 | HRD-XXCP-XXXX-003-01
IM00268 | 25 X 2 X 0.5mm Copper Heatsink Lug | HRD-XXCP-XXXX-004-01 |  | B Class | Nos | Nos | I-Inventory | RM-Raw Material | 25 X 2 X 0.5mm Copper Heatsink Lug | Raw Material | NA | HARDWARE |  | 85469010 | [11 empty] | 1 | 0 | 0 | 1 | [11 empty] | COPPER BLUE | [5 empty] | HRD-CP-004-01 | HRD-CP-004-01 | HRD-XXCP-XXXX-004-01
IM00269 | M6 Copper Terminal | HRD-XXCP-XXXX-005-01 |  | B Class | Nos | Nos | I-Inventory | RM-Raw Material | M6 Copper Terminal | Raw Material | NA | HARDWARE |  | 73182990 | [11 empty] | 1 | 0 | 0 | 1 | [11 empty] | COPPER BLUE | [5 empty] | HRD-CP-005-01 | HRD-CP-005-01 | HRD-XXCP-XXXX-005-01
IM00270 | 10000MFD capacitor holding cap | HRD-XXCP-XXXX-006-01 |  | B Class | Nos | Nos | I-Inventory | RM-Raw Material | 10000MFD capacitor holding cap | Raw Material | NA | HARDWARE |  | 85322500 | [11 empty] | 1 | 0 | 0 | 1 | [11 empty] | 0 | [5 empty] | HRD-CP-006-01 | HRD-CP-006-01 | HRD-XXCP-XXXX-006-01
IM00271 | Earthing Tag, Inner Dia.=4.2mm | HRD-XXET-XXXX-001-01 |  | B Class | Nos | Nos | I-Inventory | RM-Raw Material | Earthing Tag, Inner Dia.=4.2mm | Raw Material | NA | HARDWARE |  | 35061000 | [11 empty] | 1 | 0 | 0 | 1 | [11 empty] | VISHAL ENTP | [5 empty] | HRD-ET-001-01 | HRD-ET-001-01 | HRD-XXET-XXXX-001-01
IM00272 | Fan Fashener | HRD-XXFF-XXXX-001-01 |  | B Class | Nos | Nos | I-Inventory | RM-Raw Material | Fan Fashener | Raw Material | NA | HARDWARE |  | 39260000 | [11 empty] | 1 | 0 | 0 | 1 | [11 empty] | JYOTI ENTERPRISES | [5 empty] | HRD-FF-001-01 | HRD-FF-001-01 | HRD-XXFF-XXXX-001-01
IM00273 | Fiber Washer | HRD-XXFW-XXXX-004-01 |  | B Class | Nos | Nos | I-Inventory | RM-Raw Material | Fiber Washer | Raw Material | NA | HARDWARE |  | 8533 | [11 empty] | 1 | 0 | 0 | 1 | [11 empty] | SINGODIYA | [5 empty] | HRD-FW-004-01 | HRD-FW-004-01 | HRD-XXFW-XXXX-004-01
IM00274 | DC Load Closer | HRD-XXLC-XXXX-001-01 |  | B Class | Nos | Nos | I-Inventory | RM-Raw Material | DC Load Closer | Raw Material | NA | HARDWARE |  | 3901 | [11 empty] | 1 | 0 | 0 | 1 | [11 empty] | PRASHANT ELECTRICAL | [5 empty] | HRD-LC-001-01 | HRD-LC-001-01 | HRD-XXLC-XXXX-001-01
IM00275 | MS screw W/CO m3x8mm (NI) | HRD-XXMS-XXXX-001-01 |  | B Class | Nos | Nos | I-Inventory | RM-Raw Material | MS screw W/CO m3x8mm (NI) | Raw Material | NA | HARDWARE |  | 7318 | [11 empty] | 1 | 0 | 0 | 1 | [11 empty] | SHIV ENTERPRISES | [5 empty] | HRD-MS-001-01 | HRD-MS-001-01 | HRD-XXMS-XXXX-001-01
IM00276 | MS screw W/CO m3x12mm (NI) | HRD-XXMS-XXXX-002-01 |  | B Class | Nos | Nos | I-Inventory | RM-Raw Material | MS screw W/CO m3x12mm (NI) | Raw Material | NA | HARDWARE |  | 7318 | [11 empty] | 1 | 0 | 0 | 1 | [11 empty] | SHIV ENTERPRISES | [5 empty] | HRD-MS-002-01 | HRD-MS-002-01 | HRD-XXMS-XXXX-002-01
IM00277 | MS screw truss 6x10mm (B) | HRD-XXMS-XXXX-003-01 |  | B Class | Nos | Nos | I-Inventory | RM-Raw Material | MS screw truss 6x10mm (B) | Raw Material | NA | HARDWARE |  | 7318 | [11 empty] | 1 | 0 | 0 | 1 | [11 empty] | SHIV ENTERPRISES | [5 empty] | HRD-MS-003-01 | HRD-MS-003-01 | HRD-XXMS-XXXX-003-01
IM00278 | MS screw W/CO 4x10mm (NI) | HRD-XXMS-XXXX-004-01 |  | B Class | Nos | Nos | I-Inventory | RM-Raw Material | MS screw W/CO 4x10mm (NI) | Raw Material | NA | HARDWARE |  | 7318 | [11 empty] | 1 | 0 | 0 | 1 | [11 empty] | SHIV ENTERPRISES | [5 empty] | HRD-MS-004-01 | HRD-MS-004-01 | HRD-XXMS-XXXX-004-01
IM00279 | MS screw 4x15mm (NI) | HRD-XXMS-XXXX-005-01 |  | B Class | Nos | Nos | I-Inventory | RM-Raw Material | MS screw 4x15mm (NI) | Raw Material | NA | HARDWARE |  | 7318 | [11 empty] | 1 | 0 | 0 | 1 | [11 empty] | SHIV ENTERPRISES | [5 empty] | HRD-MS-005-01 | HRD-MS-005-01 | HRD-XXMS-XXXX-005-01
IM00280 | MS screw 4x30mm (NI) | HRD-XXMS-XXXX-006-01 |  | B Class | Nos | Nos | I-Inventory | RM-Raw Material | MS screw 4x30mm (NI) | Raw Material | NA | HARDWARE |  | 7318 | [11 empty] | 1 | 0 | 0 | 1 | [11 empty] | SHIV ENTERPRISES | [5 empty] | HRD-MS-006-01 | HRD-MS-006-01 | HRD-XXMS-XXXX-006-01
IM00281 | MS Screw M4x50mm (NI) | HRD-XXMS-XXXX-008-01 |  | B Class | Nos | Nos | I-Inventory | RM-Raw Material | MS Screw M4x50mm (NI) | Raw Material | NA | HARDWARE |  | 7318 | [11 empty] | 1 | 0 | 0 | 1 | [11 empty] | SHIV ENTERPRISES | [5 empty] | HRD-MS-008-01 | HRD-MS-008-01 | HRD-XXMS-XXXX-008-01
IM00282 | MS Screw M3x15mm (NI) | HRD-XXMS-XXXX-009-01 |  | B Class | Nos | Nos | I-Inventory | RM-Raw Material | MS Screw M3x15mm (NI) | Raw Material | NA | HARDWARE |  | 7318 | [11 empty] | 1 | 0 | 0 | 1 | [11 empty] | SHIV ENTERPRISES | [5 empty] | HRD-MS-009-01 | HRD-MS-009-01 | HRD-XXMS-XXXX-009-01
IM00283 | MS Screw M4x20mm (NI) | HRD-XXMS-XXXX-010-01 |  | B Class | Nos | Nos | I-Inventory | RM-Raw Material | MS Screw M4x20mm (NI) | Raw Material | NA | HARDWARE |  | 7318 | [11 empty] | 1 | 0 | 0 | 1 | [11 empty] | SHIV ENTERPRISES | [5 empty] | HRD-MS-010-01 | HRD-MS-010-01 | HRD-XXMS-XXXX-010-01
IM00284 | Screw M4x50(NI) | HRD-XXMS-XXXX-011-01 |  | B Class | Nos | Nos | I-Inventory | RM-Raw Material | Screw M4x50(NI) | Raw Material | NA | HARDWARE |  | 7318 | [11 empty] | 1 | 0 | 0 | 1 | [11 empty] | SHIV ENTERPRISES | [5 empty] | HRD-MS-011-01 | HRD-MS-011-01 | HRD-XXMS-XXXX-011-01
IM00285 | Screw M4x12(NI) | HRD-XXMS-XXXX-012-01 |  | B Class | Nos | Nos | I-Inventory | RM-Raw Material | Screw M4x12(NI) | Raw Material | NA | HARDWARE |  | 7318 | [11 empty] | 1 | 0 | 0 | 1 | [11 empty] | SHIV ENTERPRISES | [5 empty] | HRD-MS-012-01 | HRD-MS-012-01 | HRD-XXMS-XXXX-012-01
IM00286 | MS Screw M4x9.5mm (NI) | HRD-XXMS-XXXX-013-01 |  | B Class | Nos | Nos | I-Inventory | RM-Raw Material | MS Screw M4x9.5mm (NI) | Raw Material | NA | HARDWARE |  | 7318 | [11 empty] | 1 | 0 | 0 | 1 | [11 empty] | SHIV ENTERPRISES | [5 empty] | HRD-MS-013-01 | HRD-MS-013-01 | HRD-XXMS-XXXX-013-01
IM00287 | MS screw W/CO m3x6mm (NI) | HRD-XXMS-XXXX-014-01 |  | B Class | Nos | Nos | I-Inventory | RM-Raw Material | MS screw W/CO m3x6mm (NI) | Raw Material | NA | HARDWARE |  | 7318 | [11 empty] | 1 | 0 | 0 | 1 | [11 empty] | SHIV ENTERPRISES | [5 empty] | HRD-MS-014-01 | HRD-MS-014-01 | HRD-XXMS-XXXX-014-01
IM00288 | MS Screw M4x100mm (NI) | HRD-XXMS-XXXX-015-01 |  | B Class | Nos | Nos | I-Inventory | RM-Raw Material | MS Screw M4x100mm (NI) | Raw Material | NA | HARDWARE |  | 7318 | [11 empty] | 1 | 0 | 0 | 1 | [11 empty] | SHIV ENTERPRISES | [5 empty] | HRD-MS-015-01 | HRD-MS-015-01 | HRD-XXMS-XXXX-015-01
IM00289 | MS Screw M3x10mm (NI) | HRD-XXMS-XXXX-016-01 |  | B Class | Nos | Nos | I-Inventory | RM-Raw Material | MS Screw M3x10mm (NI) | Raw Material | NA | HARDWARE |  | 73181300 | [11 empty] | 1 | 0 | 0 | 1 | [11 empty] | SHIV ENTERPRISES | [5 empty] | HRD-MS-016-01 | HRD-MS-016-01 | HRD-XXMS-XXXX-016-01
IM00290 | MS Screw 1/8 inchx 10mm | HRD-XXMS-XXXX-017-01 |  | B Class | Nos | Nos | I-Inventory | RM-Raw Material | MS Screw 1/8 inchx 10mm | Raw Material | NA | HARDWARE |  | 73181300 | [11 empty] | 1 | 0 | 0 | 1 | [11 empty] | SHIV ENTERPRISES | [5 empty] | HRD-MS-017-01 | HRD-MS-017-01 | HRD-XXMS-XXXX-017-01
IM00291 | MS Screw M4x10mm (NI) | HRD-XXMS-XXXX-018-01 |  | B Class | Nos | Nos | I-Inventory | RM-Raw Material | MS Screw M4x10mm (NI) | Raw Material | NA | HARDWARE |  | 73181300 | [11 empty] | 1 | 0 | 0 | 1 | [11 empty] | SHIV ENTERPRISES | [5 empty] | HRD-MS-018-01 | HRD-MS-018-01 | HRD-XXMS-XXXX-018-01
IM00292 | MS Screw M3x6mm without flange head | HRD-XXMS-XXXX-019-01 |  | B Class | Nos | Nos | I-Inventory | RM-Raw Material | MS Screw M3x6mm without flange head | Raw Material | NA | HARDWARE |  | 73181300 | [11 empty] | 1 | 0 | 0 | 1 | [11 empty] | SHIV ENTERPRISES | [5 empty] | HRD-MS-019-01 | HRD-MS-019-01 | HRD-XXMS-XXXX-019-01
IM00293 | Hex Nut M3 (NI) | HRD-XXNT-XXXX-001-01 |  | B Class | Nos | Nos | I-Inventory | RM-Raw Material | Hex Nut M3 (NI) | Raw Material | NA | HARDWARE |  | 7318 | [11 empty] | 1 | 0 | 0 | 1 | [11 empty] | SHIV ENTERPRISES | [5 empty] | HRD-NT-001-01 | HRD-NT-001-01 | HRD-XXNT-XXXX-001-01
IM00294 | Hex Nut M4 (NI) | HRD-XXNT-XXXX-002-01 |  | B Class | Nos | Nos | I-Inventory | RM-Raw Material | Hex Nut M4 (NI) | Raw Material | NA | HARDWARE |  | 7318 | [11 empty] | 1 | 0 | 0 | 1 | [11 empty] | SHIV ENTERPRISES | [5 empty] | HRD-NT-002-01 | HRD-NT-002-01 | HRD-XXNT-XXXX-002-01
IM00295 | Hex Nut M5 (NI) | HRD-XXNT-XXXX-003-01 |  | B Class | Nos | Nos | I-Inventory | RM-Raw Material | Hex Nut M5 (NI) | Raw Material | NA | HARDWARE |  | 7318 | [11 empty] | 1 | 0 | 0 | 1 | [11 empty] | SHIV ENTERPRISES | [5 empty] | HRD-NT-003-01 | HRD-NT-003-01 | HRD-XXNT-XXXX-003-01
IM00296 | Hex Nut M6 (NI) | HRD-XXNT-XXXX-004-01 |  | B Class | Nos | Nos | I-Inventory | RM-Raw Material | Hex Nut M6 (NI) | Raw Material | NA | HARDWARE |  | 7318 | [11 empty] | 1 | 0 | 0 | 1 | [11 empty] | SHIV ENTERPRISES | [5 empty] | HRD-NT-004-01 | HRD-NT-004-01 | HRD-XXNT-XXXX-004-01
IM00297 | Nut M8 Hex | HRD-XXNT-XXXX-005-01 |  | B Class | Nos | Nos | I-Inventory | RM-Raw Material | Nut M8 Hex | Raw Material | NA | HARDWARE |  | 7318 | [11 empty] | 1 | 0 | 0 | 1 | [11 empty] | SHIV ENTERPRISES | [5 empty] | HRD-NT-005-01 | HRD-NT-005-01 | HRD-XXNT-XXXX-005-01
IM00298 | Nut FLANGE 3/16” MS ZN YEL | HRD-XXNT-XXXX-006-01 |  | B Class | Nos | Nos | I-Inventory | RM-Raw Material | Nut FLANGE 3/16” MS ZN YEL | Raw Material | NA | HARDWARE |  | 73181300 | [11 empty] | 1 | 0 | 0 | 1 | [11 empty] | 0 | [5 empty] | HRD-NT-006-01 | HRD-NT-006-01 | HRD-XXNT-XXXX-006-01
IM00299 | PCB Support Nylon Stud; 10mm | HRD-XXPH-XXXX-001-01 |  | B Class | Nos | Nos | I-Inventory | RM-Raw Material | PCB Support Nylon Stud; 10mm | Raw Material | NA | HARDWARE |  | 85446020 | [11 empty] | 1 | 0 | 0 | 1 | [11 empty] | VISHAL ENTP | [5 empty] | HRD-PH-001-01 | HRD-PH-001-01 | HRD-XXPH-XXXX-001-01
IM00300 | Plastic Screw M3x8 | HRD-XXPS-XXXX-001-01 |  | B Class | Nos | Nos | I-Inventory | RM-Raw Material | Plastic Screw M3x8 | Raw Material | NA | HARDWARE |  | 73181300 | [11 empty] | 1 | 0 | 0 | 1 | [11 empty] | VISHAL ENTP | [5 empty] | HRD-PS-001-01 | HRD-PS-001-01 | HRD-XXPS-XXXX-001-01
IM00301 | PV input Closer | HRD-XXPV-XXXX-001-01 |  | B Class | Nos | Nos | I-Inventory | RM-Raw Material | PV input Closer | Raw Material | NA | HARDWARE |  | 85446020 | [11 empty] | 1 | 0 | 0 | 1 | [11 empty] | PRASHANT ELECTRICAL | [5 empty] | HRD-PV-001-01 | HRD-PV-001-01 | HRD-XXPV-XXXX-001-01
IM00302 | Plane washer M5x12 (NI) | HRD-XXPW-XXXX-001-01 |  | B Class | Nos | Nos | I-Inventory | RM-Raw Material | Plane washer M5x12 (NI) | Raw Material | NA | HARDWARE |  | 7318 | [11 empty] | 1 | 0 | 0 | 1 | [11 empty] | SHIV ENTERPRISES | [5 empty] | HRD-PW-001-01 | HRD-PW-001-01 | HRD-XXPW-XXXX-001-01
IM00303 | Plane washer M6x12 (NI) | HRD-XXPW-XXXX-002-01 |  | B Class | Nos | Nos | I-Inventory | RM-Raw Material | Plane washer M6x12 (NI) | Raw Material | NA | HARDWARE |  | 7318 | [11 empty] | 1 | 0 | 0 | 1 | [11 empty] | SHIV ENTERPRISES | [5 empty] | HRD-PW-002-01 | HRD-PW-002-01 | HRD-XXPW-XXXX-002-01
IM00304 | Plane washer M6x20 (NI) | HRD-XXPW-XXXX-003-01 |  | B Class | Nos | Nos | I-Inventory | RM-Raw Material | Plane washer M6x20 (NI) | Raw Material | NA | HARDWARE |  | 7318 | [11 empty] | 1 | 0 | 0 | 1 | [11 empty] | SHIV ENTERPRISES | [5 empty] | HRD-PW-003-01 | HRD-PW-003-01 | HRD-XXPW-XXXX-003-01
IM00305 | Plane washer M8x20 (NI) | HRD-XXPW-XXXX-004-01 |  | B Class | Nos | Nos | I-Inventory | RM-Raw Material | Plane washer M8x20 (NI) | Raw Material | NA | HARDWARE |  | 7318 | [11 empty] | 1 | 0 | 0 | 1 | [11 empty] | SHIV ENTERPRISES | [5 empty] | HRD-PW-004-01 | HRD-PW-004-01 | HRD-XXPW-XXXX-004-01
IM00306 | Plane washer M8x30 (NI) | HRD-XXPW-XXXX-005-01 |  | B Class | Nos | Nos | I-Inventory | RM-Raw Material | Plane washer M8x30 (NI) | Raw Material | NA | HARDWARE |  | 7318 | [11 empty] | 1 | 0 | 0 | 1 | [11 empty] | SHIV ENTERPRISES | [5 empty] | HRD-PW-005-01 | HRD-PW-005-01 | HRD-XXPW-XXXX-005-01
IM00307 | Washer Plane M8x25 | HRD-XXPW-XXXX-006-01 |  | B Class | Nos | Nos | I-Inventory | RM-Raw Material | Washer Plane M8x25 | Raw Material | NA | HARDWARE |  | 7318 | [11 empty] | 1 | 0 | 0 | 1 | [11 empty] | SHIV ENTERPRISES | [5 empty] | HRD-PW-006-01 | HRD-PW-006-01 | HRD-XXPW-XXXX-006-01
IM00308 | DC Socket Closer | HRD-XXSC-XXXX-001-01 |  | B Class | Nos | Nos | I-Inventory | RM-Raw Material | DC Socket Closer | Raw Material | NA | HARDWARE |  | 3901 | [11 empty] | 1 | 0 | 0 | 1 | [11 empty] | PRASHANT ELECTRICAL | [5 empty] | HRD-SC-001-01 | HRD-SC-001-01 | HRD-XXSC-XXXX-001-01
IM00309 | DC Load Socket Male and Female with wire | HRD-XXSC-XXXX-002-01 |  | B Class | Set | Set | I-Inventory | RM-Raw Material | DC Load Socket Male and Female with wire | Raw Material | NA | HARDWARE |  | 85441990 | [11 empty] | 1 | 0 | 0 | 1 | [11 empty] | 0 | [5 empty] | N/A | HRD-SC-002-01 | HRD-XXSC-XXXX-002-01
IM00310 | ST screw W/CO m6x9.5mm (B) | HRD-XXST-XXXX-001-01 |  | B Class | Nos | Nos | I-Inventory | RM-Raw Material | ST screw W/CO m6x9.5mm (B) | Raw Material | NA | HARDWARE |  | 7318 | [11 empty] | 1 | 0 | 0 | 1 | [11 empty] | SHIV ENTERPRISES | [5 empty] | HRD-ST-001-01 | HRD-ST-001-01 | HRD-XXST-XXXX-001-01
IM00311 | ST screw truss m8x9.5mm (B) | HRD-XXST-XXXX-002-01 |  | B Class | Nos | Nos | I-Inventory | RM-Raw Material | ST screw truss m8x9.5mm (B) | Raw Material | NA | HARDWARE |  | 7318 | [11 empty] | 1 | 0 | 0 | 1 | [11 empty] | SHIV ENTERPRISES | [5 empty] | HRD-ST-002-01 | HRD-ST-002-01 | HRD-XXST-XXXX-002-01
IM00312 | ST screw W/CO m6x9.5mm (NI) | HRD-XXST-XXXX-003-01 |  | C Class | Nos | Nos | I-Inventory | RM-Raw Material | ST screw W/CO m6x9.5mm (NI) | Raw Material | NA | HARDWARE |  | 7318 | [11 empty] | 1 | 0 | 0 | 1 | [11 empty] | SHIV ENTERPRISES | [5 empty] | HRD-ST-003-01 | HRD-ST-003-01 | HRD-XXST-XXXX-003-01
IM00313 | ST screw truss m8x9.5mm (NI) | HRD-XXST-XXXX-004-01 |  | C Class | Nos | Nos | I-Inventory | RM-Raw Material | ST screw truss m8x9.5mm (NI) | Raw Material | NA | HARDWARE |  | 7318 | [11 empty] | 1 | 0 | 0 | 1 | [11 empty] | SHIV ENTERPRISES | [5 empty] | HRD-ST-004-01 | HRD-ST-004-01 | HRD-XXST-XXXX-004-01
IM00314 | Hex Standoff threaded M3 x 0.5 Brass (6mm Height) | HRD-XXST-XXXX-005-01 |  | C Class | Nos | Nos | I-Inventory | RM-Raw Material | Hex Standoff threaded M3 x 0.5 Brass (6mm Height) | Raw Material | NA | HARDWARE |  | 7318 | [11 empty] | 1 | 0 | 0 | 1 | [11 empty] | 0 | [5 empty] | HRD-ST-005-01 | HRD-ST-005-01 | HRD-XXST-XXXX-005-01
IM00315 | Hex Standoff threaded M3 x 0.5 Brass (15mm Height) | HRD-XXST-XXXX-006-01 |  | C Class | Nos | Nos | I-Inventory | RM-Raw Material | Hex Standoff threaded M3 x 0.5 Brass (15mm Height) | Raw Material | NA | HARDWARE |  | 7318 | [11 empty] | 1 | 0 | 0 | 1 | [11 empty] | 0 | [5 empty] | HRD-ST-006-01 | HRD-ST-006-01 | HRD-XXST-XXXX-006-01
IM00316 | SS screw 1/8 x 10mm Long with spring washer and plane washer attached (NI) | HRD-XXST-XXXX-007-01 |  | B Class | Nos | Nos | I-Inventory | RM-Raw Material | SS screw 1/8 x 10mm Long with spring washer and plane washer attached (NI) | Raw Material | NA | HARDWARE |  | 73181300 | [11 empty] | 1 | 0 | 0 | 1 | [11 empty] | 0 | [5 empty] | HRD-ST-007-01 | HRD-ST-007-01 | HRD-XXST-XXXX-007-01
IM00317 | SS screw M4 x 10mm Long with spring washer and plane washer attached Without plating | HRD-XXST-XXXX-008-01 |  | B Class | Nos | Nos | I-Inventory | RM-Raw Material | SS screw M4 x 10mm Long with spring washer and plane washer attached Without plating | Raw Material | NA | HARDWARE |  | 73181300 | [11 empty] | 1 | 0 | 0 | 1 | [11 empty] | 0 | [5 empty] | HRD-ST-008-01 | HRD-ST-008-01 | HRD-XXST-XXXX-008-01
IM00318 | Spring washer M5 (NI) | HRD-XXSW-XXXX-001-01 |  | B Class | Nos | Nos | I-Inventory | RM-Raw Material | Spring washer M5 (NI) | Raw Material | NA | HARDWARE |  | 7318 | [11 empty] | 1 | 0 | 0 | 1 | [11 empty] | SHIV ENTERPRISES | [5 empty] | HRD-SW-001-01 | HRD-SW-001-01 | HRD-XXSW-XXXX-001-01
IM00319 | Spring washer M6 (NI) | HRD-XXSW-XXXX-002-01 |  | B Class | Nos | Nos | I-Inventory | RM-Raw Material | Spring washer M6 (NI) | Raw Material | NA | HARDWARE |  | 7318 | [11 empty] | 1 | 0 | 0 | 1 | [11 empty] | SHIV ENTERPRISES | [5 empty] | HRD-SW-002-01 | HRD-SW-002-01 | HRD-XXSW-XXXX-002-01
IM00320 | Spring washer M8 (NI) | HRD-XXSW-XXXX-003-01 |  | B Class | Nos | Nos | I-Inventory | RM-Raw Material | Spring washer M8 (NI) | Raw Material | NA | HARDWARE |  | 7318 | [11 empty] | 1 | 0 | 0 | 1 | [11 empty] | SHIV ENTERPRISES | [5 empty] | HRD-SW-003-01 | HRD-SW-003-01 | HRD-XXSW-XXXX-003-01
IM00321 | Washer Spring M4 | HRD-XXSW-XXXX-004-01 |  | B Class | Nos | Nos | I-Inventory | RM-Raw Material | Washer Spring M4 | Raw Material | NA | HARDWARE |  | 7318 | [11 empty] | 1 | 0 | 0 | 1 | [11 empty] | SHIV ENTERPRISES | [5 empty] | HRD-SW-004-01 | HRD-SW-004-01 | HRD-XXSW-XXXX-004-01
IM00322 | Wire Gurmut KR-13 | HRD-XXWG-XXXX-001-01 |  | B Class | Nos | Nos | I-Inventory | RM-Raw Material | Wire Gurmut KR-13 | Raw Material | NA | HARDWARE |  | 3926 | [11 empty] | 1 | 0 | 0 | 1 | [11 empty] | JYOTI ENTERPRISES | [5 empty] | HRD-WG-001-01 | HRD-WG-001-01 | HRD-XXWG-XXXX-001-01
IM00323 | Wire Gurmut KR-12 | HRD-XXWG-XXXX-002-01 |  | B Class | Nos | Nos | I-Inventory | RM-Raw Material | Wire Gurmut KR-12 | Raw Material | NA | HARDWARE |  | 3926 | [11 empty] | 1 | 0 | 0 | 1 | [11 empty] | JYOTI ENTERPRISES | [5 empty] | HRD-WG-002-01 | HRD-WG-002-01 | HRD-XXWG-XXXX-002-01
IM00324 | Wire Gurmut KR-10 | HRD-XXWG-XXXX-003-01 |  | B Class | Nos | Nos | I-Inventory | RM-Raw Material | Wire Gurmut KR-10 | Raw Material | NA | HARDWARE |  | 3926 | [11 empty] | 1 | 0 | 0 | 1 | [11 empty] | JYOTI ENTERPRISES | [5 empty] | HRD-WG-003-01 | HRD-WG-003-01 | HRD-XXWG-XXXX-003-01
IM00325 | Wire Gurmut KR-16 | HRD-XXWG-XXXX-004-01 |  | B Class | Nos | Nos | I-Inventory | RM-Raw Material | Wire Gurmut KR-16 | Raw Material | NA | HARDWARE |  | 85441990 | [11 empty] | 1 | 0 | 0 | 1 | [11 empty] | JYOTI ENTERPRISES | [5 empty] | HRD-WG-004-01 | HRD-WG-004-01 | HRD-XXWG-XXXX-004-01
IM00326 | Wheel 3" white | HRD-XXWH-XXXX-001-01 |  | B Class | Set | Set | I-Inventory | RM-Raw Material | Wheel 3" white | Raw Material | NA | WHEEL |  | 83021090 | [11 empty] | 1 | 0 | 0 | 1 | [11 empty] | KOP ENTERPRISES/HURLIMAN | [5 empty] | N/A | HRD-WH-001-01 | HRD-XXWH-XXXX-001-01
IM00327 | CAP BUSH 5.9MM | HRD-XXCB-XXXX-001-01 |  | B Class | Nos | Nos | I-Inventory | RM-Raw Material | CAP BUSH 5.9MM | Raw Material | NA | HARDWARE |  | 8603 | [11 empty] | 1 | 0 | 0 | 1 | [11 empty] | 0 | [5 empty] | N/A | HRD-CB-001-01 | HRD-XXCB-XXXX-001-01
IM00328 | IC 5017 | ICR-XXDP-XXXX-001-01 |  | B Class | Nos | Nos | I-Inventory | RM-Raw Material | IC 5017 | Raw Material | NA | IC |  | 85413090 | [11 empty] | 1 | 0 | 0 | 1 | [11 empty] | TI | [5 empty] | LM5017 | ICR-DP-001-01 | ICR-XXDP-XXXX-001-01
IM00329 | TLP 250 | ICR-XXDP-XXXX-002-01 |  | B Class | Nos | Nos | I-Inventory | RM-Raw Material | TLP 250 | Raw Material | NA | IC |  | 85413090 | [11 empty] | 1 | 0 | 0 | 1 | [11 empty] | TOSHIBA | [5 empty] | TLP250H | ICR-DP-002-01 | ICR-XXDP-XXXX-002-01
IM00330 | IGBT MODULE SKM195GB066D | IGB-XXMO-XXXX-001-01 |  | B Class | Nos | Nos | I-Inventory | RM-Raw Material | IGBT MODULE SKM195GB066D | Raw Material | NA | COMPONENT |  | 85366990 | [11 empty] | 1 | 0 | 0 | 1 | [11 empty] | SKM195GB066D | [5 empty] | N/A | IGB-MO-001-01 | IGB-XXMO-XXXX-001-01
IM00331 | IGBT MODULE SKM300GB066D | IGB-XXMO-XXXX-002-01 |  | B Class | Nos | Nos | I-Inventory | RM-Raw Material | IGBT MODULE SKM300GB066D | Raw Material | NA | COMPONENT |  | 85366990 | [11 empty] | 1 | 0 | 0 | 1 | [11 empty] | SKM300GB066D | [5 empty] | N/A | IGB-MO-002-01 | IGB-XXMO-XXXX-002-01
IM00332 | IGBT MODULE SKM300GB063D | IGB-XXMO-XXXX-003-01 |  | B Class | Nos | Nos | I-Inventory | RM-Raw Material | IGBT MODULE SKM300GB063D | Raw Material | NA | COMPONENT |  | 85366990 | [11 empty] | 1 | 0 | 0 | 1 | [11 empty] | SKM300GB063D | [5 empty] | N/A | IGB-MO-003-01 | IGB-XXMO-XXXX-003-01
IM00333 | IGBT 150-600 | IGB-XXSP-XXXX-001-01 |  | B Class | Nos | Nos | I-Inventory | RM-Raw Material | IGBT 150-600 | Raw Material | NA | SPARE PART |  | 8538 | [11 empty] | 1 | 0 | 0 | 1 | [11 empty] | 0 | [5 empty] | N/A | IGB-SP-001-01 | IGB-XXSP-XXXX-001-01
IM00334 | Inductor 130uH,2X184-26,24x22SWG,20T | IND-XXCP-XXXX-001-01 |  | B Class | Nos | Nos | I-Inventory | RM-Raw Material | Inductor 130uH,2X184-26,24x22SWG,20T | Raw Material | NA | INDUCTOR |  | 85043200 | [11 empty] | 1 | 0 | 0 | 1 | [11 empty] | GENIUS/NNE | [5 empty] | N/A | IND-CP-001-01 | IND-XXCP-XXXX-001-01
IM00335 | Inductor 180uH,1X250-26,30x22SWG,27T | IND-XXCP-XXXX-002-01 |  | B Class | Nos | Nos | I-Inventory | RM-Raw Material | Inductor 180uH,1X250-26,30x22SWG,27T | Raw Material | NA | INDUCTOR |  | 85043200 | [11 empty] | 1 | 0 | 0 | 1 | [11 empty] | BINARY ELECTRONICS | [5 empty] | N/A | IND-CP-002-01 | IND-XXCP-XXXX-002-01
IM00336 | Inductor 60uH,1X184-26,18x22SWG,20T | IND-XXCP-XXXX-003-01 |  | B Class | Nos | Nos | I-Inventory | RM-Raw Material | Inductor 60uH,1X184-26,18x22SWG,20T | Raw Material | NA | INDUCTOR |  | 85043200 | [11 empty] | 1 | 0 | 0 | 1 | [11 empty] | BINARY ELECTRONICS | [5 empty] | N/A | IND-CP-003-01 | IND-XXCP-XXXX-003-01
IM00337 | Inductor Sendust 130uH,1X184-125,7x20SWG,22T | IND-XXCP-XXXX-004-01 |  | B Class | Nos | Nos | I-Inventory | RM-Raw Material | Inductor Sendust 130uH,1X184-125,7x20SWG,22T | Raw Material | NA | INDUCTOR |  | 85043200 | [11 empty] | 1 | 0 | 0 | 1 | [11 empty] | SUPREME SYSTEMS | [5 empty] | N/A | IND-CP-004-01 | IND-XXCP-XXXX-004-01
IM00338 | Inductor Sendust 130uH,1X250-125,20x20SWG,17T | IND-XXCP-XXXX-005-01 |  | B Class | Nos | Nos | I-Inventory | RM-Raw Material | Inductor Sendust 130uH,1X250-125,20x20SWG,17T | Raw Material | NA | INDUCTOR |  | 85043200 | [11 empty] | 1 | 0 | 0 | 1 | [11 empty] | BINARY ELECTRONICS | [5 empty] | N/A | IND-CP-005-01 | IND-XXCP-XXXX-005-01
IM00339 | Inductor Sendust 160uH,1X250-125,20x20SWG,19T | IND-XXCP-XXXX-006-01 |  | B Class | Nos | Nos | I-Inventory | RM-Raw Material | Inductor Sendust 160uH,1X250-125,20x20SWG,19T | Raw Material | NA | INDUCTOR |  | 85043200 | [11 empty] | 1 | 0 | 0 | 1 | [11 empty] | 0 | [5 empty] | N/A | IND-CP-006-01 | IND-XXCP-XXXX-006-01
IM00340 | Inductor Sendust 380uH,2X250-125,10x18SWG,20T | IND-XXCP-XXXX-007-01 |  | B Class | Nos | Nos | I-Inventory | RM-Raw Material | Inductor Sendust 380uH,2X250-125,10x18SWG,20T | Raw Material | NA | INDUCTOR |  | 85043200 | [11 empty] | 1 | 0 | 0 | 1 | [11 empty] | 0 | [5 empty] | N/A | IND-CP-007-01 | IND-XXCP-XXXX-007-01
IM00341 | Inductor Sendust 70uH,1X250-125,20x20SWG,12T | IND-XXCP-XXXX-008-01 |  | B Class | Nos | Nos | I-Inventory | RM-Raw Material | Inductor Sendust 70uH,1X250-125,20x20SWG,12T | Raw Material | NA | INDUCTOR |  | 85043200 | [11 empty] | 1 | 0 | 0 | 1 | [11 empty] | 0 | [5 empty] | N/A | IND-CP-008-01 | IND-XXCP-XXXX-008-01
IM00342 | Inductor Drum 100uH,1A | IND-XXCP-XXXX-009-01 |  | C Class | Nos | Nos | I-Inventory | RM-Raw Material | Inductor Drum 100uH,1A | Raw Material | NA | INDUCTOR |  | 85043200 | [11 empty] | 1 | 0 | 0 | 1 | [11 empty] | 0 | [5 empty] | N/A | IND-CP-009-01 | IND-XXCP-XXXX-009-01
IM00343 | Inductor Sendust 700uH,2X306-090,10x18.5SWG,50T | IND-XXCP-XXXX-010-01 |  | C Class | Nos | Nos | I-Inventory | RM-Raw Material | Inductor Sendust 700uH,2X306-090,10x18.5SWG,50T | Raw Material | NA | INDUCTOR |  | 85043200 | [11 empty] | 1 | 0 | 0 | 1 | [11 empty] | 0 | [5 empty] | N/A | IND-CP-010-01 | IND-XXCP-XXXX-010-01
IM00344 | Inductor Drum 220uH,1A | IND-XXCP-XXXX-011-01 |  | C Class | Nos | Nos | I-Inventory | RM-Raw Material | Inductor Drum 220uH,1A | Raw Material | NA | INDUCTOR |  | 85043200 | [11 empty] | 1 | 0 | 0 | 1 | [11 empty] | BINARY ELECTRONICS | [5 empty] | IND-CP-011-01 | IND-CP-011-01 | IND-XXCP-XXXX-011-01
IM00345 | Inductor Sendust 130uH,1X250-125,16x20SWG,17T | IND-XXCP-XXXX-012-01 |  | C Class | Nos | Nos | I-Inventory | RM-Raw Material | Inductor Sendust 130uH,1X250-125,16x20SWG,17T | Raw Material | NA | INDUCTOR |  | 85043200 | [11 empty] | 1 | 0 | 0 | 1 | [11 empty] | BINARY ELECTRONICS | [5 empty] | IND-CP-012-01 | IND-CP-012-01 | IND-XXCP-XXXX-012-01
IM00346 | LCD Display green 16x2 | LCD-XX16-XXXX-001-01 |  | C Class | Nos | Nos | I-Inventory | RM-Raw Material | LCD Display green 16x2 | Raw Material | NA | DISPLAY LCD |  | 90138010 | [11 empty] | 1 | 0 | 0 | 1 | [11 empty] | BLAZE JHD | [5 empty] | BCB1602-03C (BLAZE) JHD 162A (JHD) | LCD-16-001-01 | LCD-XX16-XXXX-001-01
IM00347 | LCD Display green 20x4 | LCD-XX20-XXXX-001-01 |  | C Class | Nos | Nos | I-Inventory | RM-Raw Material | LCD Display green 20x4 | Raw Material | NA | DISPLAY LCD |  | 90138010 | [11 empty] | 1 | 0 | 0 | 1 | [11 empty] | JHD | [5 empty] | JHD629-204A M12 (JHD) | LCD-20-001-01 | LCD-XX20-XXXX-001-01
IM00348 | MCB 16A AC 250VAC ; C class,SP | MCB-XXAC-XXXX-001-01 |  | C Class | Nos | Nos | I-Inventory | RM-Raw Material | MCB 16A AC 250VAC ; C class,SP | Raw Material | NA | MCB |  | 85362030 | [11 empty] | 1 | 0 | 0 | 1 | [11 empty] | C&S | [5 empty] | CSMBS1C16NR | MCB-AC-001-01 | MCB-XXAC-XXXX-001-01
IM00349 | MCB 25A AC 250VAC ; C class,SP | MCB-XXAC-XXXX-002-01 |  | B Class | Nos | Nos | I-Inventory | RM-Raw Material | MCB 25A AC 250VAC ; C class,SP | Raw Material | NA | MCB |  | 85362030 | [11 empty] | 1 | 0 | 0 | 1 | [11 empty] | C&S | [5 empty] | CSMBS1C25NR | MCB-AC-002-01 | MCB-XXAC-XXXX-002-01
IM00350 | MCB 63A AC 250VAC ; C class,SP | MCB-XXAC-XXXX-003-01 |  | B Class | Nos | Nos | I-Inventory | RM-Raw Material | MCB 63A AC 250VAC ; C class,SP | Raw Material | NA | MCB |  | 85362030 | [11 empty] | 1 | 0 | 0 | 1 | [11 empty] | C&S | [5 empty] | CSMBS1C63NR | MCB-AC-003-01 | MCB-XXAC-XXXX-003-01
IM00351 | MCB 16A/250V AC/SP - Mini | MCB-XXAC-XXXX-004-01 |  | B Class | Nos | Nos | I-Inventory | RM-Raw Material | MCB 16A/250V AC/SP - Mini | Raw Material | NA | MCB |  | 85362030 | [11 empty] | 1 | 0 | 0 | 1 | [11 empty] | C&S | [5 empty] | CG20433R | MCB-AC-004-01 | MCB-XXAC-XXXX-004-01
IM00352 | MCB 25A/250V AC/SP - Mini | MCB-XXAC-XXXX-005-01 |  | B Class | Nos | Nos | I-Inventory | RM-Raw Material | MCB 25A/250V AC/SP - Mini | Raw Material | NA | MCB |  | 85362030 | [11 empty] | 1 | 0 | 0 | 1 | [11 empty] | C&S | [5 empty] | CG20435R | MCB-AC-005-01 | MCB-XXAC-XXXX-005-01
IM00353 | MCB 6A AC 250VAC ; C class,SP | MCB-XXAC-XXXX-006-01 |  | B Class | Nos | Nos | I-Inventory | RM-Raw Material | MCB 6A AC 250VAC ; C class,SP | Raw Material | NA | MCB |  | 85362030 | [11 empty] | 1 | 0 | 0 | 1 | [11 empty] | C&S | [5 empty] | CSMBS1C6NR | MCB-AC-006-01 | MCB-XXAC-XXXX-006-01
IM00354 | MCB 63A SP DC ; C class | MCB-XXDC-XXXX-001-01 |  | B Class | Nos | Nos | I-Inventory | RM-Raw Material | MCB 63A SP DC ; C class | Raw Material | NA | MCB |  | 85362030 | [11 empty] | 1 | 0 | 0 | 1 | [11 empty] | C&S | [5 empty] | CSMBS1D63NR | MCB-DC-001-01 | MCB-XXDC-XXXX-001-01
IM00355 | MCB 40A DP DC ; C class | MCB-XXDC-XXXX-002-01 |  | B Class | Nos | Nos | I-Inventory | RM-Raw Material | MCB 40A DP DC ; C class | Raw Material | NA | MCB |  | 85362030 | [11 empty] | 1 | 0 | 0 | 1 | [11 empty] | C&S | [5 empty] | CSMBS2DC40NR | MCB-DC-002-01 | MCB-XXDC-XXXX-002-01
IM00356 | MCB 63A DP DC ; C class | MCB-XXDC-XXXX-003-01 |  | B Class | Nos | Nos | I-Inventory | RM-Raw Material | MCB 63A DP DC ; C class | Raw Material | NA | MCB |  | 85362030 | [11 empty] | 1 | 0 | 0 | 1 | [11 empty] | 0 | [5 empty] | N/A | MCB-DC-003-01 | MCB-XXDC-XXXX-003-01
IM00357 | MCB Hole Cover | MCB-XXHC-XXXX-001-01 |  | B Class | Nos | Nos | I-Inventory | RM-Raw Material | MCB Hole Cover | Raw Material | NA | MCB |  | 85362030 | [11 empty] | 1 | 0 | 0 | 1 | [11 empty] | 0 | [5 empty] | N/A | MCB-HC-001-01 | MCB-XXHC-XXXX-001-01
IM00358 | MCB Hole Cover White | MCB-XXHC-XXXX-002-01 |  | B Class | Nos | Nos | I-Inventory | RM-Raw Material | MCB Hole Cover White | Raw Material | NA | MCB |  | 85362030 | [11 empty] | 1 | 0 | 0 | 1 | [11 empty] | 0 | [5 empty] | N/A | MCB-HC-002-01 | MCB-XXHC-XXXX-002-01
IM00359 | MCB Slot Cover Big | MCB-XXSC-XXXX-001-01 |  | B Class | Nos | Nos | I-Inventory | RM-Raw Material | MCB Slot Cover Big | Raw Material | NA | MCB |  | 85362030 | [11 empty] | 1 | 0 | 0 | 1 | [11 empty] | LOCAL MARKET | [5 empty] | N/A | MCB-SC-001-01 | MCB-XXSC-XXXX-001-01
IM00360 | MCB Slot Cover Small | MCB-XXSC-XXXX-002-01 |  | B Class | Nos | Nos | I-Inventory | RM-Raw Material | MCB Slot Cover Small | Raw Material | NA | MCB |  | 85362030 | [11 empty] | 1 | 0 | 0 | 1 | [11 empty] | LOCAL MARKET | [5 empty] | N/A | MCB-SC-002-01 | MCB-XXSC-XXXX-002-01
IM00361 | Crystal Base | MIS-XXCB-XXXX-001-01 |  | B Class | Nos | Nos | I-Inventory | O-Other | Crystal Base | CONSUMABLE | NA | CONSUMABLE |  | 85446020 | [11 empty] | 0 | 0 | 0 | 1 | [11 empty] | 0 | [5 empty] | N/A | MIS-CB-001-01 | MIS-XXCB-XXXX-001-01
IM00362 | Plastic Strip | MIS-XXPS-XXXX-001-01 |  | B Class | Nos | Nos | I-Inventory | O-Other | Plastic Strip | CONSUMABLE | NA | CONSUMABLE |  | 85446020 | [11 empty] | 0 | 0 | 0 | 1 | [11 empty] | HILINE POLYMERS | [5 empty] | N/A | MIS-PS-001-01 | MIS-XXPS-XXXX-001-01
IM00363 | Silicon compound | MIS-XXSC-XXXX-001-01 |  | B Class | Kgs | Kgs | I-Inventory | O-Other | Silicon compound | CONSUMABLE | NA | CONSUMABLE |  | 85446020 | [11 empty] | 0 | 0 | 0 | 1 | [11 empty] | 0 | [5 empty] | N/A | MIS-SC-001-01 | MIS-XXSC-XXXX-001-01
IM00364 | Striping Lock | MIS-XXSL-XXXX-001-01 |  | B Class | Nos | Nos | I-Inventory | O-Other | Striping Lock | CONSUMABLE | NA | CONSUMABLE |  | 9405 | [11 empty] | 0 | 0 | 0 | 1 | [11 empty] | LOCAL MARKET | [5 empty] | N/A | MIS-SL-001-01 | MIS-XXSL-XXXX-001-01
IM00365 | Striping Roll | MIS-XXSR-XXXX-001-01 |  | B Class | Kgs | Kgs | I-Inventory | O-Other | Striping Roll | CONSUMABLE | NA | CONSUMABLE |  | 9405 | [11 empty] | 0 | 0 | 0 | 1 | [11 empty] | LOCAL MARKET | [5 empty] | N/A | MIS-SR-001-01 | MIS-XXSR-XXXX-001-01
IM00366 | Packing Striping Roll 12mm | MIS-XXSR-XXXX-001-02 |  | B Class | Mtr | Mtr | I-Inventory | O-Other | Packing Striping Roll 12mm | CONSUMABLE | NA | CONSUMABLE |  | 85446020 | [11 empty] | 0 | 0 | 0 | 1 | [11 empty] | LOCAL MARKET | [5 empty] | N/A | MIS-SR-001-02 | MIS-XXSR-XXXX-001-02
IM00367 | Shine Catalogue Size A4, 20 Pages | MIS-XXCL-XXXX-001-01 |  | B Class | Nos | Nos | I-Inventory | O-Other | Shine Catalogue Size A4, 20 Pages | CONSUMABLE | NA | CONSUMABLE |  | 48219010 | [11 empty] | 0 | 0 | 0 | 1 | [11 empty] | 0 | [5 empty] | N/A | MIS-CL-001-01 | MIS-XXCL-XXXX-001-01
IM00368 | Sticker Tested O.K | MIS-XXST-XXXX-001-01 |  | B Class | Nos | Nos | I-Inventory | RM-Raw Material | Sticker Tested O.K | Raw Material | NA | STICKER |  | 48219010 | [11 empty] | 1 | 0 | 0 | 1 | [11 empty] | GIRGLA INTERNATIONAL | [5 empty] | N/A | MIS-ST-001-01 | MIS-XXST-XXXX-001-01
IM00369 | Sticker QC OK | MIS-XXST-XXXX-002-01 |  | B Class | Nos | Nos | I-Inventory | RM-Raw Material | Sticker QC OK | Raw Material | NA | STICKER |  | 48219010 | [11 empty] | 1 | 0 | 0 | 1 | [11 empty] | GIRGLA INTERNATIONAL | [5 empty] | N/A | MIS-ST-002-01 | MIS-XXST-XXXX-002-01
IM00370 | Warranty Seal | MIS-XXST-XXXX-003-01 |  | B Class | Nos | Nos | I-Inventory | RM-Raw Material | Warranty Seal | Raw Material | NA | STICKER |  | 48219010 | [11 empty] | 1 | 0 | 0 | 1 | [11 empty] | GIRGLA INTERNATIONAL | [5 empty] | N/A | MIS-ST-003-01 | MIS-XXST-XXXX-003-01
IM00371 | 50x25mm Serial No. Sticker | MIS-XXST-XXXX-004-01 |  | B Class | Rol | Rol | I-Inventory | RM-Raw Material | 50x25mm Serial No. Sticker | Raw Material | NA | STICKER |  | 48219010 | [11 empty] | 1 | 0 | 0 | 1 | [11 empty] | RAJ ENTP | [5 empty] | N/A | MIS-ST-004-01 | MIS-XXST-XXXX-004-01
IM00372 | 100x100mm Serial no.sticker | MIS-XXST-XXXX-005-01 |  | B Class | Rol | Rol | I-Inventory | RM-Raw Material | 100x100mm Serial no.sticker | Raw Material | NA | STICKER |  | 48219010 | [11 empty] | 1 | 0 | 0 | 1 | [11 empty] | RAJ ENTP | [5 empty] | N/A | MIS-ST-005-01 | MIS-XXST-XXXX-005-01
IM00373 | Toll Free Number Sticker | MIS-XXST-XXXX-006-01 |  | B Class | Nos | Nos | I-Inventory | RM-Raw Material | Toll Free Number Sticker | Raw Material | NA | STICKER |  | 48219010 | [11 empty] | 1 | 0 | 0 | 1 | [11 empty] | GIRGLA INTERNATIONAL | [5 empty] | N/A | MIS-ST-006-01 | MIS-XXST-XXXX-006-01
IM00374 | Q.C OK STICKER Afriipower | MIS-XXST-XXXX-009-01 |  | B Class | Nos | Nos | I-Inventory | RM-Raw Material | Q.C OK STICKER Afriipower | Raw Material | NA | STICKER |  | 48219010 | [11 empty] | 1 | 0 | 0 | 1 | [11 empty] | GIRGLA INTERNATIONAL | [5 empty] | N/A | MIS-ST-009-01 | MIS-XXST-XXXX-009-01
IM00375 | Tested OK STICKER Afriipower | MIS-XXST-XXXX-010-01 |  | B Class | Nos | Nos | I-Inventory | RM-Raw Material | Tested OK STICKER Afriipower | Raw Material | NA | STICKER |  | 48219010 | [11 empty] | 1 | 0 | 0 | 1 | [11 empty] | GIRGLA INTERNATIONAL | [5 empty] | N/A | MIS-ST-010-01 | MIS-XXST-XXXX-010-01
IM00376 | Warranty Seal Afriipower | MIS-XXST-XXXX-011-01 |  | B Class | Nos | Nos | I-Inventory | RM-Raw Material | Warranty Seal Afriipower | Raw Material | NA | STICKER |  | 48219010 | [11 empty] | 1 | 0 | 0 | 1 | [11 empty] | GIRGLA INTERNATIONAL | [5 empty] | N/A | MIS-ST-011-01 | MIS-XXST-XXXX-011-01
IM00377 | Tested ok Sticker Raw Power | MIS-XXST-XXXX-012-01 |  | B Class | Nos | Nos | I-Inventory | RM-Raw Material | Tested ok Sticker Raw Power | Raw Material | NA | STICKER |  | 48219010 | [11 empty] | 1 | 0 | 0 | 1 | [11 empty] | GIRGLA INTERNATIONAL | [5 empty] | N/A | MIS-ST-012-01 | MIS-XXST-XXXX-012-01
IM00378 | Q.C ok Sticker Raw Power | MIS-XXST-XXXX-013-01 |  | B Class | Nos | Nos | I-Inventory | RM-Raw Material | Q.C ok Sticker Raw Power | Raw Material | NA | STICKER |  | 48219010 | [11 empty] | 1 | 0 | 0 | 1 | [11 empty] | GIRGLA INTERNATIONAL | [5 empty] | N/A | MIS-ST-013-01 | MIS-XXST-XXXX-013-01
IM00379 | Warranty Seal Raw Power | MIS-XXST-XXXX-014-01 |  | B Class | Nos | Nos | I-Inventory | RM-Raw Material | Warranty Seal Raw Power | Raw Material | NA | STICKER |  | 48219010 | [11 empty] | 1 | 0 | 0 | 1 | [11 empty] | GIRGLA INTERNATIONAL | [5 empty] | N/A | MIS-ST-014-01 | MIS-XXST-XXXX-014-01
IM00380 | GRID priority sticker | MIS-XXST-XXXX-015-01 |  | B Class | Nos | Nos | I-Inventory | RM-Raw Material | GRID priority sticker | Raw Material | NA | STICKER |  | 48219010 | [11 empty] | 1 | 0 | 0 | 1 | [11 empty] | GIRGLA INTERNATIONAL | [5 empty] | N/A | MIS-ST-015-01 | MIS-XXST-XXXX-015-01
IM00381 | Battery priority sticker | MIS-XXST-XXXX-016-01 |  | B Class | Nos | Nos | I-Inventory | RM-Raw Material | Battery priority sticker | Raw Material | NA | STICKER |  | 48219010 | [11 empty] | 1 | 0 | 0 | 1 | [11 empty] | GIRGLA INTERNATIONAL | [5 empty] | N/A | MIS-ST-016-01 | MIS-XXST-XXXX-016-01
IM00382 | BIS Sticker (R-91004766) | MIS-XXST-XXXX-017-01 |  | B Class | Nos | Nos | I-Inventory | RM-Raw Material | BIS Sticker (R-91004766) | Raw Material | NA | STICKER |  | 48219010 | [11 empty] | 1 | 0 | 0 | 1 | [11 empty] | GIRGLA INTERNATIONAL | [5 empty] | R-91004766 | MIS-ST-017-01 | MIS-XXST-XXXX-017-01
IM00383 | Capacity Sticker R02 Bravo3500 | MIS-XXST-XXXX-018-01 |  | B Class | Nos | Nos | I-Inventory | RM-Raw Material | Capacity Sticker R02 Bravo3500 | Raw Material | NA | STICKER |  | 48219010 | [11 empty] | 1 | 0 | 0 | 1 | [11 empty] | GIRGLA INTERNATIONAL | [5 empty] | N/A | MIS-ST-018-01 | MIS-XXST-XXXX-018-01
IM00384 | Q.C OK STICKER PROTON-S | MIS-XXST-XXXX-019-01 |  | B Class | Nos | Nos | I-Inventory | RM-Raw Material | Q.C OK STICKER PROTON-S | Raw Material | NA | STICKER |  | 48219010 | [11 empty] | 1 | 0 | 0 | 1 | [11 empty] | GIRGLA INTERNATIONAL | [5 empty] | N/A | MIS-ST-019-01 | MIS-XXST-XXXX-019-01
IM00385 | Tested OK STICKER PROTON-S | MIS-XXST-XXXX-020-01 |  | B Class | Nos | Nos | I-Inventory | RM-Raw Material | Tested OK STICKER PROTON-S | Raw Material | NA | STICKER |  | 48219010 | [11 empty] | 1 | 0 | 0 | 1 | [11 empty] | GIRGLA INTERNATIONAL | [5 empty] | N/A | MIS-ST-020-01 | MIS-XXST-XXXX-020-01
IM00386 | Warranty Seal PROTON-S | MIS-XXST-XXXX-021-01 |  | B Class | Nos | Nos | I-Inventory | RM-Raw Material | Warranty Seal PROTON-S | Raw Material | NA | STICKER |  | 48219010 | [11 empty] | 1 | 0 | 0 | 1 | [11 empty] | GIRGLA INTERNATIONAL | [5 empty] | N/A | MIS-ST-021-01 | MIS-XXST-XXXX-021-01
IM00387 | Mains Bypass Sticker | MIS-XXST-XXXX-022-01 |  | B Class | Nos | Nos | I-Inventory | RM-Raw Material | Mains Bypass Sticker | Raw Material | NA | STICKER |  | 48219010 | [11 empty] | 1 | 0 | 0 | 1 | [11 empty] | 0 | [5 empty] | N/A | MIS-ST-022-01 | MIS-XXST-XXXX-022-01
IM00388 | Output Sticker | MIS-XXST-XXXX-023-01 |  | B Class | Nos | Nos | I-Inventory | RM-Raw Material | Output Sticker | Raw Material | NA | STICKER |  | 48219010 | [11 empty] | 1 | 0 | 0 | 1 | [11 empty] | 0 | [5 empty] | N/A | MIS-ST-023-01 | MIS-XXST-XXXX-023-01
IM00389 | N E L Sticker (For I/P or o/p Socket) | MIS-XXST-XXXX-024-01 |  | B Class | Nos | Nos | I-Inventory | RM-Raw Material | N E L Sticker (For I/P or o/p Socket) | Raw Material | NA | STICKER |  | 48219010 | [11 empty] | 1 | 0 | 0 | 1 | [11 empty] | 0 | [5 empty] | N/A | MIS-ST-024-01 | MIS-XXST-XXXX-024-01
IM00390 | Box Sticker 8 x 3" | MIS-XXST-XXXX-025-01 |  | B Class | Nos | Nos | I-Inventory | RM-Raw Material | Box Sticker 8 x 3" | Raw Material | NA | STICKER |  | 48219010 | [11 empty] | 1 | 0 | 0 | 1 | [11 empty] | 0 | [5 empty] | N/A | MIS-ST-025-01 | MIS-XXST-XXXX-025-01
IM00391 | Tested ok Sticker COPEX | MIS-XXST-XXXX-026-01 |  | B Class | Nos | Nos | I-Inventory | RM-Raw Material | Tested ok Sticker COPEX | Raw Material | NA | STICKER |  | 48219010 | [11 empty] | 1 | 0 | 0 | 1 | [11 empty] | 0 | [5 empty] | N/A | MIS-ST-026-01 | MIS-XXST-XXXX-026-01
IM00392 | Q.C ok Sticker COPEX | MIS-XXST-XXXX-027-01 |  | B Class | Nos | Nos | I-Inventory | RM-Raw Material | Q.C ok Sticker COPEX | Raw Material | NA | STICKER |  | 48219010 | [11 empty] | 1 | 0 | 0 | 1 | [11 empty] | 0 | [5 empty] | N/A | MIS-ST-027-01 | MIS-XXST-XXXX-027-01
IM00393 | Warranty Seal COPEX | MIS-XXST-XXXX-028-01 |  | B Class | Nos | Nos | I-Inventory | RM-Raw Material | Warranty Seal COPEX | Raw Material | NA | STICKER |  | 48219010 | [11 empty] | 1 | 0 | 0 | 1 | [11 empty] | 0 | [5 empty] | N/A | MIS-ST-028-01 | MIS-XXST-XXXX-028-01
IM00394 | Capacity Sticker NOVA 1100 | MIS-XXST-XXXX-029-01 |  | B Class | Nos | Nos | I-Inventory | RM-Raw Material | Capacity Sticker NOVA 1100 | Raw Material | NA | STICKER |  | 48219010 | [11 empty] | 1 | 0 | 0 | 1 | [11 empty] | GIRGLA INTERNATIONAL | [5 empty] | N/A | MIS-ST-029-01 | MIS-XXST-XXXX-029-01
IM00395 | Capacity Sticker NOVA 1250 | MIS-XXST-XXXX-030-01 |  | B Class | Nos | Nos | I-Inventory | RM-Raw Material | Capacity Sticker NOVA 1250 | Raw Material | NA | STICKER |  | 48219010 | [11 empty] | 1 | 0 | 0 | 1 | [11 empty] | GIRGLA INTERNATIONAL | [5 empty] | N/A | MIS-ST-030-01 | MIS-XXST-XXXX-030-01
IM00396 | Capacity Sticker NOVA 2500 | MIS-XXST-XXXX-031-01 |  | B Class | Nos | Nos | I-Inventory | RM-Raw Material | Capacity Sticker NOVA 2500 | Raw Material | NA | STICKER |  | 48219010 | [11 empty] | 1 | 0 | 0 | 1 | [11 empty] | GIRGLA INTERNATIONAL | [5 empty] | N/A | MIS-ST-031-01 | MIS-XXST-XXXX-031-01
IM00397 | Capacity Sticker BRAVO 900 REV02 | MIS-XXST-XXXX-032-01 |  | B Class | Nos | Nos | I-Inventory | RM-Raw Material | Capacity Sticker BRAVO 900 REV02 | Raw Material | NA | STICKER |  | 48219010 | [11 empty] | 1 | 0 | 0 | 1 | [11 empty] | GIRGLA INTERNATIONAL | [5 empty] | N/A | MIS-ST-032-01 | MIS-XXST-XXXX-032-01
IM00398 | Capacity Sticker BRAVO 1050 | MIS-XXST-XXXX-033-01 |  | B Class | Nos | Nos | I-Inventory | RM-Raw Material | Capacity Sticker BRAVO 1050 | Raw Material | NA | STICKER |  | 48219010 | [11 empty] | 1 | 0 | 0 | 1 | [11 empty] | GIRGLA INTERNATIONAL | [5 empty] | N/A | MIS-ST-033-01 | MIS-XXST-XXXX-033-01
IM00399 | Tested ok Sticker SAMSUN | MIS-XXST-XXXX-034-01 |  | B Class | Nos | Nos | I-Inventory | RM-Raw Material | Tested ok Sticker SAMSUN | Raw Material | NA | STICKER |  | 48219010 | [11 empty] | 1 | 0 | 0 | 1 | [11 empty] | GIRGLA INTERNATIONAL | [5 empty] | N/A | MIS-ST-034-01 | MIS-XXST-XXXX-034-01
IM00400 | Q.C ok Sticker SAMSUN | MIS-XXST-XXXX-035-01 |  | B Class | Nos | Nos | I-Inventory | RM-Raw Material | Q.C ok Sticker SAMSUN | Raw Material | NA | STICKER |  | 48219010 | [11 empty] | 1 | 0 | 0 | 1 | [11 empty] | GIRGLA INTERNATIONAL | [5 empty] | N/A | MIS-ST-035-01 | MIS-XXST-XXXX-035-01
IM00401 | Warranty Seal Sticker SAMSUN | MIS-XXST-XXXX-036-01 |  | B Class | Nos | Nos | I-Inventory | RM-Raw Material | Warranty Seal Sticker SAMSUN | Raw Material | NA | STICKER |  | 48219010 | [11 empty] | 1 | 0 | 0 | 1 | [11 empty] | GIRGLA INTERNATIONAL | [5 empty] | N/A | MIS-ST-036-01 | MIS-XXST-XXXX-036-01
IM00402 | Bar code Sticker Piggipack 25X50 | MIS-XXST-XXXX-037-01 |  | B Class | Nos | Nos | I-Inventory | RM-Raw Material | Bar code Sticker Piggipack 25X50 | Raw Material | NA | STICKER |  | 48219010 | [11 empty] | 1 | 0 | 0 | 1 | [11 empty] | RAJ ENTP | [5 empty] | N/A | MIS-ST-037-01 | MIS-XXST-XXXX-037-01
IM00403 | Capacity Sticker R02 Bravo1100 | MIS-XXST-XXXX-038-01 |  | B Class | Nos | Nos | I-Inventory | RM-Raw Material | Capacity Sticker R02 Bravo1100 | Raw Material | NA | STICKER |  | 48219010 | [11 empty] | 1 | 0 | 0 | 1 | [11 empty] | RAJ ENTP | [5 empty] | N/A | MIS-ST-038-01 | MIS-XXST-XXXX-038-01
IM00404 | Capacity Sticker R02 Bravo2000 | MIS-XXST-XXXX-039-01 |  | B Class | Nos | Nos | I-Inventory | RM-Raw Material | Capacity Sticker R02 Bravo2000 | Raw Material | NA | STICKER |  | 48219010 | [11 empty] | 1 | 0 | 0 | 1 | [11 empty] | RAJ ENTP | [5 empty] | N/A | MIS-ST-039-01 | MIS-XXST-XXXX-039-01
IM00405 | Tested ok Sticker BK POWER | MIS-XXST-XXXX-040-01 |  | B Class | Nos | Nos | I-Inventory | RM-Raw Material | Tested ok Sticker BK POWER | Raw Material | NA | STICKER |  | 48219010 | [11 empty] | 1 | 0 | 0 | 1 | [11 empty] | 0 | [5 empty] | N/A | MIS-ST-040-01 | MIS-XXST-XXXX-040-01
IM00406 | Q.C ok Sticker BK POWER | MIS-XXST-XXXX-041-01 |  | B Class | Nos | Nos | I-Inventory | RM-Raw Material | Q.C ok Sticker BK POWER | Raw Material | NA | STICKER |  | 48219010 | [11 empty] | 1 | 0 | 0 | 1 | [11 empty] | 0 | [5 empty] | N/A | MIS-ST-041-01 | MIS-XXST-XXXX-041-01
IM00407 | Warranty Seal Sticker BK POWER | MIS-XXST-XXXX-042-01 |  | B Class | Nos | Nos | I-Inventory | RM-Raw Material | Warranty Seal Sticker BK POWER | Raw Material | NA | STICKER |  | 48219010 | [11 empty] | 1 | 0 | 0 | 1 | [11 empty] | 0 | [5 empty] | N/A | MIS-ST-042-01 | MIS-XXST-XXXX-042-01
IM00408 | Tested ok Sticker POWERLITE | MIS-XXST-XXXX-043-01 |  | B Class | Nos | Nos | I-Inventory | RM-Raw Material | Tested ok Sticker POWERLITE | Raw Material | NA | STICKER |  | 48219010 | [11 empty] | 1 | 0 | 0 | 1 | [11 empty] | 0 | [5 empty] | N/A | MIS-ST-043-01 | MIS-XXST-XXXX-043-01
IM00409 | Q.C ok Sticker POWERLITE | MIS-XXST-XXXX-044-01 |  | B Class | Nos | Nos | I-Inventory | RM-Raw Material | Q.C ok Sticker POWERLITE | Raw Material | NA | STICKER |  | 48219010 | [11 empty] | 1 | 0 | 0 | 1 | [11 empty] | 0 | [5 empty] | N/A | MIS-ST-044-01 | MIS-XXST-XXXX-044-01
IM00410 | Warranty Seal Sticker POWERLITE | MIS-XXST-XXXX-045-01 |  | B Class | Nos | Nos | I-Inventory | RM-Raw Material | Warranty Seal Sticker POWERLITE | Raw Material | NA | STICKER |  | 48219010 | [11 empty] | 1 | 0 | 0 | 1 | [11 empty] | 0 | [5 empty] | N/A | MIS-ST-045-01 | MIS-XXST-XXXX-045-01
IM00411 | Charging Current Sticker 15Amp | MIS-XXST-XXXX-046-01 |  | B Class | Nos | Nos | I-Inventory | RM-Raw Material | Charging Current Sticker 15Amp | Raw Material | NA | STICKER |  | 48219010 | [11 empty] | 1 | 0 | 0 | 1 | [11 empty] | 0 | [5 empty] | N/A | MIS-ST-046-01 | MIS-XXST-XXXX-046-01
IM00412 | Charging Current Sticker 20Amp | MIS-XXST-XXXX-047-01 |  | B Class | Nos | Nos | I-Inventory | RM-Raw Material | Charging Current Sticker 20Amp | Raw Material | NA | STICKER |  | 48219010 | [11 empty] | 1 | 0 | 0 | 1 | [11 empty] | 0 | [5 empty] | N/A | MIS-ST-047-01 | MIS-XXST-XXXX-047-01
IM00413 | Charging Current Sticker 25Amp | MIS-XXST-XXXX-048-01 |  | B Class | Nos | Nos | I-Inventory | RM-Raw Material | Charging Current Sticker 25Amp | Raw Material | NA | STICKER |  | 48219010 | [11 empty] | 1 | 0 | 0 | 1 | [11 empty] | 0 | [5 empty] | N/A | MIS-ST-048-01 | MIS-XXST-XXXX-048-01
IM00414 | Switch Setting Sticker HUPS | MIS-XXST-XXXX-049-01 |  | B Class | Nos | Nos | I-Inventory | RM-Raw Material | Switch Setting Sticker HUPS | Raw Material | NA | STICKER |  | 48219010 | [11 empty] | 1 | 0 | 0 | 1 | [11 empty] | 0 | [5 empty] | N/A | MIS-ST-049-01 | MIS-XXST-XXXX-049-01
IM00415 | Switch Setting Sticker BOOM/PCU | MIS-XXST-XXXX-050-01 |  | B Class | Nos | Nos | I-Inventory | RM-Raw Material | Switch Setting Sticker BOOM/PCU | Raw Material | NA | STICKER |  | 48219010 | [11 empty] | 1 | 0 | 0 | 1 | [11 empty] | 0 | [5 empty] | N/A | MIS-ST-050-01 | MIS-XXST-XXXX-050-01
IM00416 | Tested ok Sticker AMS | MIS-XXST-XXXX-051-01 |  | B Class | Nos | Nos | I-Inventory | RM-Raw Material | Tested ok Sticker AMS | Raw Material | NA | STICKER |  | 48219010 | [11 empty] | 1 | 0 | 0 | 1 | [11 empty] | 0 | [5 empty] | N/A | MIS-ST-051-01 | MIS-XXST-XXXX-051-01
IM00417 | Q.C ok Sticker AMS | MIS-XXST-XXXX-052-01 |  | B Class | Nos | Nos | I-Inventory | RM-Raw Material | Q.C ok Sticker AMS | Raw Material | NA | STICKER |  | 48219010 | [11 empty] | 1 | 0 | 0 | 1 | [11 empty] | 0 | [5 empty] | N/A | MIS-ST-052-01 | MIS-XXST-XXXX-052-01
IM00418 | Warranty Seal Sticker AMS | MIS-XXST-XXXX-053-01 |  | B Class | Nos | Nos | I-Inventory | RM-Raw Material | Warranty Seal Sticker AMS | Raw Material | NA | STICKER |  | 48219010 | [11 empty] | 1 | 0 | 0 | 1 | [11 empty] | 0 | [5 empty] | N/A | MIS-ST-053-01 | MIS-XXST-XXXX-053-01
IM00419 | Tested ok Sticker EURO NET | MIS-XXST-XXXX-054-01 |  | B Class | Nos | Nos | I-Inventory | RM-Raw Material | Tested ok Sticker EURO NET | Raw Material | NA | STICKER |  | 48219010 | [11 empty] | 1 | 0 | 0 | 1 | [11 empty] | 0 | [5 empty] | N/A | MIS-ST-054-01 | MIS-XXST-XXXX-054-01
IM00420 | Q.C ok Sticker EURO NET | MIS-XXST-XXXX-055-01 |  | B Class | Nos | Nos | I-Inventory | RM-Raw Material | Q.C ok Sticker EURO NET | Raw Material | NA | STICKER |  | 48219010 | [11 empty] | 1 | 0 | 0 | 1 | [11 empty] | 0 | [5 empty] | N/A | MIS-ST-055-01 | MIS-XXST-XXXX-055-01
IM00421 | Warranty Seal Sticker EURO NET | MIS-XXST-XXXX-056-01 |  | B Class | Nos | Nos | I-Inventory | RM-Raw Material | Warranty Seal Sticker EURO NET | Raw Material | NA | STICKER |  | 48219010 | [11 empty] | 1 | 0 | 0 | 1 | [11 empty] | 0 | [5 empty] | N/A | MIS-ST-056-01 | MIS-XXST-XXXX-056-01
IM00422 | HAREDA Sticker (2 x 1.25 inch.) | MIS-XXST-XXXX-057-01 |  | B Class | Nos | Nos | I-Inventory | RM-Raw Material | HAREDA Sticker (2 x 1.25 inch.) | Raw Material | NA | STICKER |  | 48219010 | [11 empty] | 1 | 0 | 0 | 1 | [11 empty] | 0 | [5 empty] | N/A | MIS-ST-057-01 | MIS-XXST-XXXX-057-01
IM00423 | MPPT 72-120V Technical Specification (3.25" x 1.25") | MIS-XXST-XXXX-058-01 |  | B Class | Nos | Nos | I-Inventory | RM-Raw Material | MPPT 72-120V Technical Specification (3.25" x 1.25") | Raw Material | NA | STICKER |  | 48219010 | [11 empty] | 1 | 0 | 0 | 1 | [11 empty] | 0 | [5 empty] | N/A | MIS-ST-058-01 | MIS-XXST-XXXX-058-01
IM00424 | BRAVO Series Box sticker (size 3.72 x 2 inch) | MIS-XXST-XXXX-059-01 |  | B Class | Nos | Nos | I-Inventory | RM-Raw Material | BRAVO Series Box sticker (size 3.72 x 2 inch) | Raw Material | NA | STICKER |  | 48219010 | [11 empty] | 1 | 0 | 0 | 1 | [11 empty] | 0 | [5 empty] | N/A | MIS-ST-059-01 | MIS-XXST-XXXX-059-01
IM00425 | SAVER Series Box sticker (size 3.72 x 2 inch) | MIS-XXST-XXXX-060-01 |  | B Class | Nos | Nos | I-Inventory | RM-Raw Material | SAVER Series Box sticker (size 3.72 x 2 inch) | Raw Material | NA | STICKER |  | 48219010 | [11 empty] | 1 | 0 | 0 | 1 | [11 empty] | 0 | [5 empty] | N/A | MIS-ST-060-01 | MIS-XXST-XXXX-060-01
IM00426 | SUPERB Series Box sticker (size 3.72 x 2 inch) | MIS-XXST-XXXX-061-01 |  | B Class | Nos | Nos | I-Inventory | RM-Raw Material | SUPERB Series Box sticker (size 3.72 x 2 inch) | Raw Material | NA | STICKER |  | 48219010 | [11 empty] | 1 | 0 | 0 | 1 | [11 empty] | 0 | [5 empty] | N/A | MIS-ST-061-01 | MIS-XXST-XXXX-061-01
IM00427 | NOVA Series Box sticker (size 3.72 x 2 inch) | MIS-XXST-XXXX-062-01 |  | B Class | Nos | Nos | I-Inventory | RM-Raw Material | NOVA Series Box sticker (size 3.72 x 2 inch) | Raw Material | NA | STICKER |  | 48219010 | [11 empty] | 1 | 0 | 0 | 1 | [11 empty] | 0 | [5 empty] | N/A | MIS-ST-062-01 | MIS-XXST-XXXX-062-01
IM00428 | BK POWER Series Box sticker (size 3.72 x 2 inch) | MIS-XXST-XXXX-063-01 |  | B Class | Nos | Nos | I-Inventory | RM-Raw Material | BK POWER Series Box sticker (size 3.72 x 2 inch) | Raw Material | NA | STICKER |  | 48219010 | [11 empty] | 1 | 0 | 0 | 1 | [11 empty] | 0 | [5 empty] | N/A | MIS-ST-063-01 | MIS-XXST-XXXX-063-01
IM00429 | COPEX Series Box sticker (size 3.72 x 2 inch) | MIS-XXST-XXXX-064-01 |  | B Class | Nos | Nos | I-Inventory | RM-Raw Material | COPEX Series Box sticker (size 3.72 x 2 inch) | Raw Material | NA | STICKER |  | 48219010 | [11 empty] | 1 | 0 | 0 | 1 | [11 empty] | 0 | [5 empty] | N/A | MIS-ST-064-01 | MIS-XXST-XXXX-064-01
IM00430 | POWERLITE Series Box sticker (size 3.72 x 2 inch) | MIS-XXST-XXXX-065-01 |  | B Class | Nos | Nos | I-Inventory | RM-Raw Material | POWERLITE Series Box sticker (size 3.72 x 2 inch) | Raw Material | NA | STICKER |  | 48219010 | [11 empty] | 1 | 0 | 0 | 1 | [11 empty] | 0 | [5 empty] | N/A | MIS-ST-065-01 | MIS-XXST-XXXX-065-01
IM00431 | RAWPOWER Series Box sticker (size 3.72 x 2 inch) | MIS-XXST-XXXX-066-01 |  | B Class | Nos | Nos | I-Inventory | RM-Raw Material | RAWPOWER Series Box sticker (size 3.72 x 2 inch) | Raw Material | NA | STICKER |  | 48219010 | [11 empty] | 1 | 0 | 0 | 1 | [11 empty] | 0 | [5 empty] | N/A | MIS-ST-066-01 | MIS-XXST-XXXX-066-01
IM00432 | PROTON-S Series Box sticker (size 3.72 x 2 inch) | MIS-XXST-XXXX-067-01 |  | B Class | Nos | Nos | I-Inventory | RM-Raw Material | PROTON-S Series Box sticker (size 3.72 x 2 inch) | Raw Material | NA | STICKER |  | 48219010 | [11 empty] | 1 | 0 | 0 | 1 | [11 empty] | 0 | [5 empty] | N/A | MIS-ST-067-01 | MIS-XXST-XXXX-067-01
IM00433 | AFRIIPOWER Series Box sticker (size 3.72 x 2 inch) | MIS-XXST-XXXX-068-01 |  | B Class | Nos | Nos | I-Inventory | RM-Raw Material | AFRIIPOWER Series Box sticker (size 3.72 x 2 inch) | Raw Material | NA | STICKER |  | 48219010 | [11 empty] | 1 | 0 | 0 | 1 | [11 empty] | 0 | [5 empty] | N/A | MIS-ST-068-01 | MIS-XXST-XXXX-068-01
IM00434 | Capacity Sticker NOVA ECO 2000 | MIS-XXST-XXXX-069-01 |  | B Class | Nos | Nos | I-Inventory | RM-Raw Material | Capacity Sticker NOVA ECO 2000 | Raw Material | NA | STICKER |  | 48219010 | [11 empty] | 1 | 0 | 0 | 1 | [11 empty] | 0 | [5 empty] | N/A | MIS-ST-069-01 | MIS-XXST-XXXX-069-01
IM00435 | Capacity Sticker NOVA ECO 2050 | MIS-XXST-XXXX-070-01 |  | B Class | Nos | Nos | I-Inventory | RM-Raw Material | Capacity Sticker NOVA ECO 2050 | Raw Material | NA | STICKER |  | 48219010 | [11 empty] | 1 | 0 | 0 | 1 | [11 empty] | 0 | [5 empty] | N/A | MIS-ST-070-01 | MIS-XXST-XXXX-070-01
IM00436 | Capacity Sticker NOVA ECO 2525 | MIS-XXST-XXXX-071-01 |  | B Class | Nos | Nos | I-Inventory | RM-Raw Material | Capacity Sticker NOVA ECO 2525 | Raw Material | NA | STICKER |  | 48219010 | [11 empty] | 1 | 0 | 0 | 1 | [11 empty] | 0 | [5 empty] | N/A | MIS-ST-071-01 | MIS-XXST-XXXX-071-01
IM00437 | Capacity Sticker BRAVO ECO 2000 | MIS-XXST-XXXX-072-01 |  | B Class | Nos | Nos | I-Inventory | RM-Raw Material | Capacity Sticker BRAVO ECO 2000 | Raw Material | NA | STICKER |  | 48219010 | [11 empty] | 1 | 0 | 0 | 1 | [11 empty] | 0 | [5 empty] | N/A | MIS-ST-072-01 | MIS-XXST-XXXX-072-01
IM00438 | Capacity Sticker BRAVO ECO 2050 | MIS-XXST-XXXX-073-01 |  | B Class | Nos | Nos | I-Inventory | RM-Raw Material | Capacity Sticker BRAVO ECO 2050 | Raw Material | NA | STICKER |  | 48219010 | [11 empty] | 1 | 0 | 0 | 1 | [11 empty] | 0 | [5 empty] | N/A | MIS-ST-073-01 | MIS-XXST-XXXX-073-01
IM00439 | Capacity Sticker BRAVO ECO 2525 | MIS-XXST-XXXX-074-01 |  | B Class | Nos | Nos | I-Inventory | RM-Raw Material | Capacity Sticker BRAVO ECO 2525 | Raw Material | NA | STICKER |  | 48219010 | [11 empty] | 1 | 0 | 0 | 1 | [11 empty] | 0 | [5 empty] | N/A | MIS-ST-074-01 | MIS-XXST-XXXX-074-01
IM00440 | Capacity Sticker 400VA | MIS-XXST-XXXX-075-01 |  | B Class | Nos | Nos | I-Inventory | RM-Raw Material | Capacity Sticker 400VA | Raw Material | NA | STICKER |  | 48219010 | [11 empty] | 1 | 0 | 0 | 1 | [11 empty] | 0 | [5 empty] | N/A | MIS-ST-075-01 | MIS-XXST-XXXX-075-01
IM00441 | Capacity Sticker 800VA | MIS-XXST-XXXX-076-01 |  | B Class | Nos | Nos | I-Inventory | RM-Raw Material | Capacity Sticker 800VA | Raw Material | NA | STICKER |  | 48219010 | [11 empty] | 1 | 0 | 0 | 1 | [11 empty] | 0 | [5 empty] | N/A | MIS-ST-076-01 | MIS-XXST-XXXX-076-01
IM00442 | Sticker 100AH - 135AH(Black printing and White background) | MIS-XXST-XXXX-077-01 |  | B Class | Nos | Nos | I-Inventory | RM-Raw Material | Sticker 100AH - 135AH(Black printing and White background) | Raw Material | NA | STICKER |  | 48219010 | [11 empty] | 1 | 0 | 0 | 1 | [11 empty] | 0 | [5 empty] | N/A | MIS-ST-077-01 | MIS-XXST-XXXX-077-01
IM00443 | Sticker 150AH - 200AH(Black printing and White background) | MIS-XXST-XXXX-078-01 |  | B Class | Nos | Nos | I-Inventory | RM-Raw Material | Sticker 150AH - 200AH(Black printing and White background) | Raw Material | NA | STICKER |  | 48219010 | [11 empty] | 1 | 0 | 0 | 1 | [11 empty] | 0 | [5 empty] | N/A | MIS-ST-078-01 | MIS-XXST-XXXX-078-01
IM00444 | Capacity Sticker BRAVO ECO 850 | MIS-XXST-XXXX-079-01 |  | B Class | Nos | Nos | I-Inventory | RM-Raw Material | Capacity Sticker BRAVO ECO 850 | Raw Material | NA | STICKER |  | 48219010 | [11 empty] | 1 | 0 | 0 | 1 | [11 empty] | GIRGLA INTERNATIONAL | [5 empty] | N/A | MIS-ST-079-01 | MIS-XXST-XXXX-079-01
IM00445 | Capacity Sticker BRAVO ECO 875 | MIS-XXST-XXXX-080-01 |  | B Class | Nos | Nos | I-Inventory | RM-Raw Material | Capacity Sticker BRAVO ECO 875 | Raw Material | NA | STICKER |  | 48219010 | [11 empty] | 1 | 0 | 0 | 1 | [11 empty] | GIRGLA INTERNATIONAL | [5 empty] | N/A | MIS-ST-080-01 | MIS-XXST-XXXX-080-01
IM00446 | Capacity Sticker BRAVO ECO 1050 | MIS-XXST-XXXX-081-01 |  | B Class | Nos | Nos | I-Inventory | RM-Raw Material | Capacity Sticker BRAVO ECO 1050 | Raw Material | NA | STICKER |  | 48219010 | [11 empty] | 1 | 0 | 0 | 1 | [11 empty] | GIRGLA INTERNATIONAL | [5 empty] | N/A | MIS-ST-081-01 | MIS-XXST-XXXX-081-01
IM00447 | Capacity Sticker BRAVO ECO 1075 | MIS-XXST-XXXX-082-01 |  | B Class | Nos | Nos | I-Inventory | RM-Raw Material | Capacity Sticker BRAVO ECO 1075 | Raw Material | NA | STICKER |  | 48219010 | [11 empty] | 1 | 0 | 0 | 1 | [11 empty] | GIRGLA INTERNATIONAL | [5 empty] | N/A | MIS-ST-082-01 | MIS-XXST-XXXX-082-01
IM00448 | Capacity Sticker BRAVO ECO 1100 | MIS-XXST-XXXX-083-01 |  | B Class | Nos | Nos | I-Inventory | RM-Raw Material | Capacity Sticker BRAVO ECO 1100 | Raw Material | NA | STICKER |  | 48219010 | [11 empty] | 1 | 0 | 0 | 1 | [11 empty] | GIRGLA INTERNATIONAL | [5 empty] | N/A | MIS-ST-083-01 | MIS-XXST-XXXX-083-01
IM00449 | Capacity Sticker BRAVO ECO 1250 | MIS-XXST-XXXX-084-01 |  | B Class | Nos | Nos | I-Inventory | RM-Raw Material | Capacity Sticker BRAVO ECO 1250 | Raw Material | NA | STICKER |  | 48219010 | [11 empty] | 1 | 0 | 0 | 1 | [11 empty] | GIRGLA INTERNATIONAL | [5 empty] | N/A | MIS-ST-084-01 | MIS-XXST-XXXX-084-01
IM00450 | Capacity Sticker NOVA 850 | MIS-XXST-XXXX-085-01 |  | B Class | Nos | Nos | I-Inventory | RM-Raw Material | Capacity Sticker NOVA 850 | Raw Material | NA | STICKER |  | 48219010 | [11 empty] | 1 | 0 | 0 | 1 | [11 empty] | GIRGLA INTERNATIONAL | [5 empty] | N/A | MIS-ST-085-01 | MIS-XXST-XXXX-085-01
IM00451 | Capacity Sticker NOVA 875 | MIS-XXST-XXXX-086-01 |  | C Class | Nos | Nos | I-Inventory | RM-Raw Material | Capacity Sticker NOVA 875 | Raw Material | NA | STICKER |  | 48219010 | [11 empty] | 1 | 0 | 0 | 1 | [11 empty] | GIRGLA INTERNATIONAL | [5 empty] | N/A | MIS-ST-086-01 | MIS-XXST-XXXX-086-01
IM00452 | Capacity Sticker NOVA 1050 | MIS-XXST-XXXX-087-01 |  | C Class | Nos | Nos | I-Inventory | RM-Raw Material | Capacity Sticker NOVA 1050 | Raw Material | NA | STICKER |  | 48219010 | [11 empty] | 1 | 0 | 0 | 1 | [11 empty] | GIRGLA INTERNATIONAL | [5 empty] | N/A | MIS-ST-087-01 | MIS-XXST-XXXX-087-01
IM00453 | Capacity Sticker NOVA 1075 | MIS-XXST-XXXX-088-01 |  | C Class | Nos | Nos | I-Inventory | RM-Raw Material | Capacity Sticker NOVA 1075 | Raw Material | NA | STICKER |  | 48219010 | [11 empty] | 1 | 0 | 0 | 1 | [11 empty] | GIRGLA INTERNATIONAL | [5 empty] | N/A | MIS-ST-088-01 | MIS-XXST-XXXX-088-01
IM00454 | Capacity Sticker NOVA ECO 850 | MIS-XXST-XXXX-089-01 |  | C Class | Nos | Nos | I-Inventory | RM-Raw Material | Capacity Sticker NOVA ECO 850 | Raw Material | NA | STICKER |  | 48219010 | [11 empty] | 1 | 0 | 0 | 1 | [11 empty] | GIRGLA INTERNATIONAL | [5 empty] | N/A | MIS-ST-089-01 | MIS-XXST-XXXX-089-01
IM00455 | Capacity Sticker NOVA ECO 875 | MIS-XXST-XXXX-090-01 |  | C Class | Nos | Nos | I-Inventory | RM-Raw Material | Capacity Sticker NOVA ECO 875 | Raw Material | NA | STICKER |  | 48219010 | [11 empty] | 1 | 0 | 0 | 1 | [11 empty] | GIRGLA INTERNATIONAL | [5 empty] | N/A | MIS-ST-090-01 | MIS-XXST-XXXX-090-01
IM00456 | Capacity Sticker NOVA ECO 1050 | MIS-XXST-XXXX-091-01 |  | C Class | Nos | Nos | I-Inventory | RM-Raw Material | Capacity Sticker NOVA ECO 1050 | Raw Material | NA | STICKER |  | 48219010 | [11 empty] | 1 | 0 | 0 | 1 | [11 empty] | GIRGLA INTERNATIONAL | [5 empty] | N/A | MIS-ST-091-01 | MIS-XXST-XXXX-091-01
IM00457 | Capacity Sticker NOVA ECO 1075 | MIS-XXST-XXXX-092-01 |  | A Class | Nos | Nos | I-Inventory | RM-Raw Material | Capacity Sticker NOVA ECO 1075 | Raw Material | NA | STICKER |  | 48219010 | [11 empty] | 1 | 0 | 0 | 1 | [11 empty] | GIRGLA INTERNATIONAL | [5 empty] | N/A | MIS-ST-092-01 | MIS-XXST-XXXX-092-01
IM00458 | Capacity Sticker NOVA ECO 1100 | MIS-XXST-XXXX-093-01 |  | A Class | Nos | Nos | I-Inventory | RM-Raw Material | Capacity Sticker NOVA ECO 1100 | Raw Material | NA | STICKER |  | 48219010 | [11 empty] | 1 | 0 | 0 | 1 | [11 empty] | GIRGLA INTERNATIONAL | [5 empty] | N/A | MIS-ST-093-01 | MIS-XXST-XXXX-093-01
IM00459 | Capacity Sticker NOVA ECO 1250 | MIS-XXST-XXXX-094-01 |  | A Class | Nos | Nos | I-Inventory | RM-Raw Material | Capacity Sticker NOVA ECO 1250 | Raw Material | NA | STICKER |  | 48219010 | [11 empty] | 1 | 0 | 0 | 1 | [11 empty] | GIRGLA INTERNATIONAL | [5 empty] | N/A | MIS-ST-094-01 | MIS-XXST-XXXX-094-01
IM00460 | Capacity Sticker BRAVO 850 | MIS-XXST-XXXX-095-01 |  | A Class | Nos | Nos | I-Inventory | RM-Raw Material | Capacity Sticker BRAVO 850 | Raw Material | NA | STICKER |  | 48219010 | [11 empty] | 1 | 0 | 0 | 1 | [11 empty] | GIRGLA INTERNATIONAL | [5 empty] | N/A | MIS-ST-095-01 | MIS-XXST-XXXX-095-01
IM00461 | Capacity Sticker BRAVO 875 | MIS-XXST-XXXX-096-01 |  | A Class | Nos | Nos | I-Inventory | RM-Raw Material | Capacity Sticker BRAVO 875 | Raw Material | NA | STICKER |  | 48219010 | [11 empty] | 1 | 0 | 0 | 1 | [11 empty] | GIRGLA INTERNATIONAL | [5 empty] | N/A | MIS-ST-096-01 | MIS-XXST-XXXX-096-01
IM00462 | Capacity Sticker BRAVO 1075 | MIS-XXST-XXXX-097-01 |  | A Class | Nos | Nos | I-Inventory | RM-Raw Material | Capacity Sticker BRAVO 1075 | Raw Material | NA | STICKER |  | 48219010 | [11 empty] | 1 | 0 | 0 | 1 | [11 empty] | GIRGLA INTERNATIONAL | [5 empty] | N/A | MIS-ST-097-01 | MIS-XXST-XXXX-097-01
IM00463 | Capacity Sticker BRAVO 1250 | MIS-XXST-XXXX-098-01 |  | A Class | Nos | Nos | I-Inventory | RM-Raw Material | Capacity Sticker BRAVO 1250 | Raw Material | NA | STICKER |  | 48219010 | [11 empty] | 1 | 0 | 0 | 1 | [11 empty] | GIRGLA INTERNATIONAL | [5 empty] | N/A | MIS-ST-098-01 | MIS-XXST-XXXX-098-01
IM00464 | Panel Warning Sticker | MIS-XXST-XXXX-099-01 |  | A Class | Nos | Nos | I-Inventory | RM-Raw Material | Panel Warning Sticker | Raw Material | NA | STICKER |  | 48219010 | [11 empty] | 1 | 0 | 0 | 1 | [11 empty] | GIRGLA INTERNATIONAL | [5 empty] | N/A | MIS-ST-099-01 | MIS-XXST-XXXX-099-01
IM00465 | Charging Current Sticker 30Amp | MIS-XXST-XXXX-100-01 |  | A Class | Nos | Nos | I-Inventory | RM-Raw Material | Charging Current Sticker 30Amp | Raw Material | NA | STICKER |  | 48219010 | [11 empty] | 1 | 0 | 0 | 1 | [11 empty] | GIRGLA INTERNATIONAL | [5 empty] | N/A | MIS-ST-100-01 | MIS-XXST-XXXX-100-01
IM00466 | Smarten Toll Free No. Sticker (Size 8x3) | MIS-XXST-XXXX-101-01 |  | A Class | Nos | Nos | I-Inventory | RM-Raw Material | Smarten Toll Free No. Sticker (Size 8x3) | Raw Material | NA | STICKER |  | 48219010 | [11 empty] | 1 | 0 | 0 | 1 | [11 empty] | GIRGLA INTERNATIONAL | [5 empty] | N/A | MIS-ST-101-01 | MIS-XXST-XXXX-101-01
IM00467 | Tested ok Sticker ROCK POWER | MIS-XXST-XXXX-102-01 |  | A Class | Nos | Nos | I-Inventory | RM-Raw Material | Tested ok Sticker ROCK POWER | Raw Material | NA | STICKER |  | 48219010 | [11 empty] | 1 | 0 | 0 | 1 | [11 empty] | 0 | [5 empty] | N/A | MIS-ST-102-01 | MIS-XXST-XXXX-102-01
IM00468 | Q.C ok Sticker ROCK POWER | MIS-XXST-XXXX-103-01 |  | A Class | Nos | Nos | I-Inventory | RM-Raw Material | Q.C ok Sticker ROCK POWER | Raw Material | NA | STICKER |  | 48219010 | [11 empty] | 1 | 0 | 0 | 1 | [11 empty] | 0 | [5 empty] | N/A | MIS-ST-103-01 | MIS-XXST-XXXX-103-01
IM00469 | Warranty Seal Sticker ROCK POWER | MIS-XXST-XXXX-104-01 |  | A Class | Nos | Nos | I-Inventory | RM-Raw Material | Warranty Seal Sticker ROCK POWER | Raw Material | NA | STICKER |  | 48219010 | [11 empty] | 1 | 0 | 0 | 1 | [11 empty] | 0 | [5 empty] | N/A | MIS-ST-104-01 | MIS-XXST-XXXX-104-01
IM00470 | Tested ok Sticker FALCON STAR | MIS-XXST-XXXX-105-01 |  | A Class | Nos | Nos | I-Inventory | RM-Raw Material | Tested ok Sticker FALCON STAR | Raw Material | NA | STICKER |  | 48219010 | [11 empty] | 1 | 0 | 0 | 1 | [11 empty] | 0 | [5 empty] | N/A | MIS-ST-105-01 | MIS-XXST-XXXX-105-01
IM00471 | Q.C ok Sticker FALCON STAR | MIS-XXST-XXXX-106-01 |  | A Class | Nos | Nos | I-Inventory | RM-Raw Material | Q.C ok Sticker FALCON STAR | Raw Material | NA | STICKER |  | 48219010 | [11 empty] | 1 | 0 | 0 | 1 | [11 empty] | 0 | [5 empty] | N/A | MIS-ST-106-01 | MIS-XXST-XXXX-106-01
IM00472 | Warranty Seal Sticker FALCON STAR | MIS-XXST-XXXX-107-01 |  | A Class | Nos | Nos | I-Inventory | RM-Raw Material | Warranty Seal Sticker FALCON STAR | Raw Material | NA | STICKER |  | 48219010 | [11 empty] | 1 | 0 | 0 | 1 | [11 empty] | 0 | [5 empty] | N/A | MIS-ST-107-01 | MIS-XXST-XXXX-107-01
IM00473 | Tape 2" Brown | MIS-XXTP-XXXX-001-01 |  | A Class | Nos | Nos | I-Inventory | O-Other | Tape 2" Brown | CONSUMABLE | NA | CONSUMABLE |  | 3919 | [11 empty] | 0 | 0 | 0 | 1 | [11 empty] | MANGLAM/ LOCAL MARKET | [5 empty] | N/A | MIS-TP-001-01 | MIS-XXTP-XXXX-001-01
IM00474 | Tape 2" smarten | MIS-XXTP-XXXX-002-01 |  | A Class | Nos | Nos | I-Inventory | O-Other | Tape 2" smarten | CONSUMABLE | NA | CONSUMABLE |  | 3919 | [11 empty] | 0 | 0 | 0 | 1 | [11 empty] | MANGLAM | [5 empty] | N/A | MIS-TP-002-01 | MIS-XXTP-XXXX-002-01
IM00475 | Tape 1" Transparent | MIS-XXTP-XXXX-003-01 |  | A Class | Nos | Nos | I-Inventory | O-Other | Tape 1" Transparent | CONSUMABLE | NA | CONSUMABLE |  | 3919 | [11 empty] | 0 | 0 | 0 | 1 | [11 empty] | MANGLAM/ LOCAL MARKET | [5 empty] | N/A | MIS-TP-003-01 | MIS-XXTP-XXXX-003-01
IM00476 | Tape 2" Transparent | MIS-XXTP-XXXX-004-01 |  | A Class | Nos | Nos | I-Inventory | O-Other | Tape 2" Transparent | CONSUMABLE | NA | CONSUMABLE |  | 3919 | [11 empty] | 0 | 0 | 0 | 1 | [11 empty] | MANGLAM/ LOCAL MARKET | [5 empty] | N/A | MIS-TP-004-01 | MIS-XXTP-XXXX-004-01
IM00477 | Tape 3" Brown | MIS-XXTP-XXXX-005-01 |  | A Class | Nos | Nos | I-Inventory | O-Other | Tape 3" Brown | CONSUMABLE | NA | CONSUMABLE |  | 3919 | [11 empty] | 0 | 0 | 0 | 1 | [11 empty] | 0 | [5 empty] | N/A | MIS-TP-005-01 | MIS-XXTP-XXXX-005-01
IM00478 | Tape 3" Transparent | MIS-XXTP-XXXX-006-01 |  | A Class | Nos | Nos | I-Inventory | O-Other | Tape 3" Transparent | CONSUMABLE | NA | CONSUMABLE |  | 3919 | [11 empty] | 0 | 0 | 0 | 1 | [11 empty] | 0 | [5 empty] | N/A | MIS-TP-006-01 | MIS-XXTP-XXXX-006-01
IM00479 | Tape 16mm Yellow Polyster | MIS-XXTP-XXXX-007-01 |  | A Class | Mtr | Mtr | I-Inventory | O-Other | Tape 16mm Yellow Polyster | CONSUMABLE | NA | CONSUMABLE |  | 3919 | [11 empty] | 0 | 0 | 0 | 1 | [11 empty] | 0 | [5 empty] | N/A | MIS-TP-007-01 | MIS-XXTP-XXXX-007-01
IM00480 | POLYSTER FILM 27MM (Milky) | MIS-XXPF-XXXX-001-01 |  | A Class | Kgs | Kgs | I-Inventory | O-Other | POLYSTER FILM 27MM (Milky) | CONSUMABLE | NA | CONSUMABLE |  | 3921 | [11 empty] | 0 | 0 | 0 | 1 | [11 empty] | 0 | [5 empty] | N/A | MIS-PF-001-01 | MIS-XXPF-XXXX-001-01
IM00481 | POLYSTER FILM 25MM (Milky) | MIS-XXPF-XXXX-002-01 |  | A Class | Kgs | Kgs | I-Inventory | O-Other | POLYSTER FILM 25MM (Milky) | CONSUMABLE | NA | CONSUMABLE |  | 3921 | [11 empty] | 0 | 0 | 0 | 1 | [11 empty] | 0 | [5 empty] | N/A | MIS-PF-002-01 | MIS-XXPF-XXXX-002-01
IM00482 | POLYSTER FILM 76MM (Transparant) | MIS-XXPF-XXXX-003-01 |  | A Class | Kgs | Kgs | I-Inventory | O-Other | POLYSTER FILM 76MM (Transparant) | CONSUMABLE | NA | CONSUMABLE |  | 3921 | [11 empty] | 0 | 0 | 0 | 1 | [11 empty] | 0 | [5 empty] | N/A | MIS-PF-003-01 | MIS-XXPF-XXXX-003-01
IM00483 | PCB Card Bravo 900VA /12V | PCB-XXCC-XXXX-002-01 |  | A Class | Nos | Nos | I-Inventory | RM-Raw Material | PCB Card Bravo 900VA /12V | Raw Material | NA | ASSEMBLED PCB |  | 85423100 | [11 empty] | 1 | 0 | 0 | 1 | [11 empty] | SAINI COMM/GENIUS/BEAM INFO | [5 empty] | SPS-HU-001-G | PCB-CC-002-01 | PCB-XXCC-XXXX-002-01
IM00484 | PCB Card Bravo 1100VA /12V | PCB-XXCC-XXXX-003-01 |  | A Class | Nos | Nos | I-Inventory | RM-Raw Material | PCB Card Bravo 1100VA /12V | Raw Material | NA | ASSEMBLED PCB |  | 85423100 | [11 empty] | 1 | 0 | 0 | 1 | [11 empty] | SAINI COMM/GENIUS/BEAM INFO | [5 empty] | SPS-HU-001-G | PCB-CC-003-01 | PCB-XXCC-XXXX-003-01
IM00485 | PCB Card Bravo 2000VA /24V | PCB-XXCC-XXXX-004-01 |  | A Class | Nos | Nos | I-Inventory | RM-Raw Material | PCB Card Bravo 2000VA /24V | Raw Material | NA | ASSEMBLED PCB |  | 85423100 | [11 empty] | 1 | 0 | 0 | 1 | [11 empty] | SAINI COMM/GENIUS/BEAM INFO | [5 empty] | SPS-HU-001-G | PCB-CC-004-01 | PCB-XXCC-XXXX-004-01
IM00486 | PCB Card Bravo 3500VA /48V | PCB-XXCC-XXXX-005-01 |  | A Class | Nos | Nos | I-Inventory | RM-Raw Material | PCB Card Bravo 3500VA /48V | Raw Material | NA | ASSEMBLED PCB |  | 85423100 | [11 empty] | 1 | 0 | 0 | 1 | [11 empty] | SAINI COMM/GENIUS/BEAM INFO | [5 empty] | SPS-HU-002-A | PCB-CC-005-01 | PCB-XXCC-XXXX-005-01
IM00487 | PCB Card Bravo 5.2KVA/48V | PCB-XXCC-XXXX-006-01 |  | A Class | Nos | Nos | I-Inventory | RM-Raw Material | PCB Card Bravo 5.2KVA/48V | Raw Material | NA | ASSEMBLED PCB |  | 85423100 | [11 empty] | 1 | 0 | 0 | 1 | [11 empty] | SAINI COMM/GENIUS/BEAM INFO | [5 empty] | 6KUPS_R1 | PCB-CC-006-01 | PCB-XXCC-XXXX-006-01
IM00488 | PCB Card Bravo 6KVA/72V | PCB-XXCC-XXXX-007-01 |  | A Class | Nos | Nos | I-Inventory | RM-Raw Material | PCB Card Bravo 6KVA/72V | Raw Material | NA | ASSEMBLED PCB |  | 85423100 | [11 empty] | 1 | 0 | 0 | 1 | [11 empty] | SAINI COMM/GENIUS/BEAM INFO | [5 empty] | 6KUPS_R1 | PCB-CC-007-01 | PCB-XXCC-XXXX-007-01
IM00489 | PCB Card Bravo 7.5KVA /96V | PCB-XXCC-XXXX-008-01 |  | A Class | Nos | Nos | I-Inventory | RM-Raw Material | PCB Card Bravo 7.5KVA /96V | Raw Material | NA | ASSEMBLED PCB |  | 85423100 | [11 empty] | 1 | 0 | 0 | 1 | [11 empty] | SAINI COMM/GENIUS/BEAM INFO | [5 empty] | 6KUPS_R1 | PCB-CC-008-01 | PCB-XXCC-XXXX-008-01
IM00490 | PCB Card Bravo 10KVA /120V | PCB-XXCC-XXXX-009-01 |  | A Class | Nos | Nos | I-Inventory | RM-Raw Material | PCB Card Bravo 10KVA /120V | Raw Material | NA | ASSEMBLED PCB |  | 85423100 | [11 empty] | 1 | 0 | 0 | 1 | [11 empty] | SAINI COMM/GENIUS/BEAM INFO | [5 empty] | 6KUPS_R1 | PCB-CC-009-01 | PCB-XXCC-XXXX-009-01
IM00491 | PCB Card Boom 700VA/12V | PCB-XXCC-XXXX-010-01 |  | A Class | Nos | Nos | I-Inventory | RM-Raw Material | PCB Card Boom 700VA/12V | Raw Material | NA | ASSEMBLED PCB |  | 85423100 | [11 empty] | 1 | 0 | 0 | 1 | [11 empty] | SAINI COMM/GENIUS/BEAM INFO | [5 empty] | SPS-PC-002-C | PCB-CC-010-01 | PCB-XXCC-XXXX-010-01
IM00492 | PCB Card BOOM 900VA /12V | PCB-XXCC-XXXX-020-01 |  | A Class | Nos | Nos | I-Inventory | RM-Raw Material | PCB Card BOOM 900VA /12V | Raw Material | NA | ASSEMBLED PCB |  | 85423100 | [11 empty] | 1 | 0 | 0 | 1 | [11 empty] | SAINI COMM/GENIUS/BEAM INFO | [5 empty] | SPS-PC-001-D | PCB-CC-020-01 | PCB-XXCC-XXXX-020-01
IM00493 | PCB Card BOOM 2000VA /24V | PCB-XXCC-XXXX-021-01 |  | A Class | Nos | Nos | I-Inventory | RM-Raw Material | PCB Card BOOM 2000VA /24V | Raw Material | NA | ASSEMBLED PCB |  | 85423100 | [11 empty] | 1 | 0 | 0 | 1 | [11 empty] | SAINI COMM/GENIUS/BEAM INFO | [5 empty] | SPS-PC-001-D | PCB-CC-021-01 | PCB-XXCC-XXXX-021-01
IM00494 | PCB Daughter Card BOOM | PCB-XXCC-XXXX-022-01 |  | A Class | Nos | Nos | I-Inventory | RM-Raw Material | PCB Daughter Card BOOM | Raw Material | NA | ASSEMBLED PCB |  | 85423100 | [11 empty] | 1 | 0 | 0 | 1 | [11 empty] | SAINI COMM/GENIUS/BEAM INFO | [5 empty] | SPS-CT-001-B | PCB-CC-022-01 | PCB-XXCC-XXXX-022-01
IM00495 | PCB Daughter Card BOOM REV.02 | PCB-XXCC-XXXX-022-02 |  | A Class | Nos | Nos | I-Inventory | RM-Raw Material | PCB Daughter Card BOOM REV.02 | Raw Material | NA | ASSEMBLED PCB |  | 85423100 | [11 empty] | 1 | 0 | 0 | 1 | [11 empty] | SAINI COMM/GENIUS/BEAM INFO | [5 empty] | SPS-CT-001-C | PCB-CC-022-02 | PCB-XXCC-XXXX-022-02
IM00496 | PCB Card Bravo 2500VA/24V | PCB-XXCC-XXXX-023-01 |  | A Class | Nos | Nos | I-Inventory | RM-Raw Material | PCB Card Bravo 2500VA/24V | Raw Material | NA | ASSEMBLED PCB |  | 85423100 | [11 empty] | 1 | 0 | 0 | 1 | [11 empty] | SAINI COMM/GENIUS/BEAM INFO | [5 empty] | SPS-HU-001-G | PCB-CC-023-01 | PCB-XXCC-XXXX-023-01
IM00497 | PCB Card Boom 700VA/12V HUPS | PCB-XXCC-XXXX-024-01 |  | A Class | Nos | Nos | I-Inventory | RM-Raw Material | PCB Card Boom 700VA/12V HUPS | Raw Material | NA | ASSEMBLED PCB |  | 85423100 | [11 empty] | 1 | 0 | 0 | 1 | [11 empty] | SAINI COMM/GENIUS/BEAM INFO | [5 empty] | SPS-PC-002-C | PCB-CC-024-01 | PCB-XXCC-XXXX-024-01
IM00498 | PCB Card 1500VA/12V HUPS | PCB-XXCC-XXXX-025-01 |  | A Class | Nos | Nos | I-Inventory | RM-Raw Material | PCB Card 1500VA/12V HUPS | Raw Material | NA | ASSEMBLED PCB |  | 85423100 | [11 empty] | 1 | 0 | 0 | 1 | [11 empty] | SAINI COMM/GENIUS/BEAM INFO | [5 empty] | SPS-HU-007-C | PCB-CC-025-01 | PCB-XXCC-XXXX-025-01
IM00499 | PCB Card Bravo SMD 2000VA /24V | PCB-XXCC-XXXX-027-01 |  | A Class | Nos | Nos | I-Inventory | RM-Raw Material | PCB Card Bravo SMD 2000VA /24V | Raw Material | NA | ASSEMBLED PCB |  | 85423100 | [11 empty] | 1 | 0 | 0 | 1 | [11 empty] | 0 | [5 empty] | SPS-HU-004-D | PCB-CC-027-01 | PCB-XXCC-XXXX-027-01
IM00500 | PCB Card Bravo SMD 2500VA/24V | PCB-XXCC-XXXX-028-01 |  | A Class | Nos | Nos | I-Inventory | RM-Raw Material | PCB Card Bravo SMD 2500VA/24V | Raw Material | NA | ASSEMBLED PCB |  | 85423100 | [11 empty] | 1 | 0 | 0 | 1 | [11 empty] | 0 | [5 empty] | SPS-HU-004-D | PCB-CC-028-01 | PCB-XXCC-XXXX-028-01
IM00501 | PCB Card 15KVA Inverter Card | PCB-XXCC-XXXX-029-01 |  | A Class | Nos | Nos | I-Inventory | RM-Raw Material | PCB Card 15KVA Inverter Card | Raw Material | NA | ASSEMBLED PCB |  | 85423100 | [11 empty] | 1 | 0 | 0 | 1 | [11 empty] | 0 | [5 empty] | N/A | PCB-CC-029-01 | PCB-XXCC-XXXX-029-01
IM00502 | PCB Card 15KVA Shunt Card | PCB-XXCC-XXXX-030-01 |  | A Class | Nos | Nos | I-Inventory | RM-Raw Material | PCB Card 15KVA Shunt Card | Raw Material | NA | ASSEMBLED PCB |  | 85423100 | [11 empty] | 1 | 0 | 0 | 1 | [11 empty] | 0 | [5 empty] | N/A | PCB-CC-030-01 | PCB-XXCC-XXXX-030-01
IM00503 | PCB Card SAVER 2500VA /24V | PCB-XXCC-XXXX-031-01 |  | A Class | Nos | Nos | I-Inventory | RM-Raw Material | PCB Card SAVER 2500VA /24V | Raw Material | NA | ASSEMBLED PCB |  | 85423100 | [11 empty] | 1 | 0 | 0 | 1 | [11 empty] | SAINI COMM/GENIUS/BEAM INFO | [5 empty] | SPS-PC-004-C | PCB-CC-031-01 | PCB-XXCC-XXXX-031-01
IM00504 | PCB Card Bravo SMD 400VA /12V | PCB-XXCC-XXXX-032-01 |  | A Class | Nos | Nos | I-Inventory | RM-Raw Material | PCB Card Bravo SMD 400VA /12V | Raw Material | NA | ASSEMBLED PCB |  | 85423100 | [11 empty] | 1 | 0 | 0 | 1 | [11 empty] | SAINI COMM/GENIUS/BEAM INFO | [5 empty] | SPS-HU-006-C | PCB-CC-032-01 | PCB-XXCC-XXXX-032-01
IM00505 | PCB Card Bravo SMD 700VA /12V | PCB-XXCC-XXXX-033-01 |  | A Class | Nos | Nos | I-Inventory | RM-Raw Material | PCB Card Bravo SMD 700VA /12V | Raw Material | NA | ASSEMBLED PCB |  | 85423100 | [11 empty] | 1 | 0 | 0 | 1 | [11 empty] | SAINI COMM/GENIUS/BEAM INFO | [5 empty] | SPS-HU-006-C | PCB-CC-033-01 | PCB-XXCC-XXXX-033-01
IM00506 | PCB Card IGBT DRIVER Card | PCB-XXCC-XXXX-034-01 |  | A Class | Nos | Nos | I-Inventory | RM-Raw Material | PCB Card IGBT DRIVER Card | Raw Material | NA | ASSEMBLED PCB |  | 85423100 | [11 empty] | 1 | 0 | 0 | 1 | [11 empty] | SAINI COMM/GENIUS/BEAM INFO | [5 empty] | N/A | PCB-CC-034-01 | PCB-XXCC-XXXX-034-01
IM00507 | PCB Card Bravo SMD 1100VA/12V | PCB-XXCC-XXXX-035-01 |  | A Class | Nos | Nos | I-Inventory | RM-Raw Material | PCB Card Bravo SMD 1100VA/12V | Raw Material | NA | ASSEMBLED PCB |  | 85423100 | [11 empty] | 1 | 0 | 0 | 1 | [11 empty] | SAINI COMM/GENIUS/BEAM INFO | [5 empty] | SPS-HU-006-C | PCB-CC-035-01 | PCB-XXCC-XXXX-035-01
IM00508 | PCB Card BOOM CONTROL CARD NEW | PCB-XXCC-XXXX-036-01 |  | A Class | Nos | Nos | I-Inventory | RM-Raw Material | PCB Card BOOM CONTROL CARD NEW | Raw Material | NA | ASSEMBLED PCB |  | 85423100 | [11 empty] | 1 | 0 | 0 | 1 | [11 empty] | SAINI COMM/GENIUS/BEAM INFO | [5 empty] | SPS-CT-007-B | PCB-CC-036-01 | PCB-XXCC-XXXX-036-01
IM00509 | PCB Card Bravo SMD 2525VA/24V | PCB-XXCC-XXXX-037-01 |  | A Class | Nos | Nos | I-Inventory | RM-Raw Material | PCB Card Bravo SMD 2525VA/24V | Raw Material | NA | ASSEMBLED PCB |  | 85423100 | [11 empty] | 1 | 0 | 0 | 1 | [11 empty] | SAINI COMM/GENIUS/BEAM INFO | [5 empty] | SPS-HU-007-C | PCB-CC-037-01 | PCB-XXCC-XXXX-037-01
IM00510 | PCB Card Bravo SMD 3050VA/24V | PCB-XXCC-XXXX-038-01 |  | A Class | Nos | Nos | I-Inventory | RM-Raw Material | PCB Card Bravo SMD 3050VA/24V | Raw Material | NA | ASSEMBLED PCB |  | 85423100 | [11 empty] | 1 | 0 | 0 | 1 | [11 empty] | SAINI COMM/GENIUS/BEAM INFO | [5 empty] | SPS-HU-007-C | PCB-CC-038-01 | PCB-XXCC-XXXX-038-01
IM00511 | Display LED Card Bravo Series | PCB-XXDC-XXXX-001-01 |  | A Class | Nos | Nos | I-Inventory | RM-Raw Material | Display LED Card Bravo Series | Raw Material | NA | ASSEMBLED PCB |  | 85423100 | [11 empty] | 1 | 0 | 0 | 1 | [11 empty] | SAINI COMM/GENIUS/BEAM INFO | [5 empty] | TDIS_R2 | PCB-DC-001-01 | PCB-XXDC-XXXX-001-01
IM00512 | Display LED Card BOOM Series | PCB-XXDC-XXXX-002-01 |  | A Class | Nos | Nos | I-Inventory | RM-Raw Material | Display LED Card BOOM Series | Raw Material | NA | ASSEMBLED PCB |  | 85423100 | [11 empty] | 1 | 0 | 0 | 1 | [11 empty] | SAINI COMM/GENIUS/BEAM INFO | [5 empty] | PDIS_R0 | PCB-DC-002-01 | PCB-XXDC-XXXX-002-01
IM00513 | Display LCD Card (16x2) REV.02 | PCB-XXDC-XXXX-003-02 |  | A Class | Nos | Nos | I-Inventory | RM-Raw Material | Display LCD Card (16x2) REV.02 | Raw Material | NA | ASSEMBLED PCB |  | 85423100 | [11 empty] | 1 | 0 | 0 | 1 | [11 empty] | 0 | [5 empty] | SPS-DIS-002-D | PCB-DC-003-02 | PCB-XXDC-XXXX-003-02
IM00514 | LCD Display Card 20x4 REV.02 | PCB-XXDC-XXXX-004-02 |  | A Class | Nos | Nos | I-Inventory | RM-Raw Material | LCD Display Card 20x4 REV.02 | Raw Material | NA | ASSEMBLED PCB |  | 85423100 | [11 empty] | 1 | 0 | 0 | 1 | [11 empty] | 0 | [5 empty] | SPS-DIS-002-D | PCB-DC-004-02 | PCB-XXDC-XXXX-004-02
IM00515 | USB PCB CARD | PCB-XXMS-XXXX-001-01 |  | A Class | Nos | Nos | I-Inventory | RM-Raw Material | USB PCB CARD | Raw Material | NA | ASSEMBLED PCB |  | 85423100 | [11 empty] | 1 | 0 | 0 | 1 | [11 empty] | SAINI COMM/GENIUS/BEAM INFO | [5 empty] | SPS-USB-001-A | PCB-MS-001-01 | PCB-XXMS-XXXX-001-01
IM00516 | USB PCB CARD with DC-DC Coverter | PCB-XXMS-XXXX-002-01 |  | C Class | Nos | Nos | I-Inventory | RM-Raw Material | USB PCB CARD with DC-DC Coverter | Raw Material | NA | ASSEMBLED PCB |  | 85423100 | [11 empty] | 1 | 0 | 0 | 1 | [11 empty] | SAINI COMM/GENIUS/BEAM INFO | [5 empty] | SPS-USB-002-A | PCB-MS-002-01 | PCB-XXMS-XXXX-002-01
IM00517 | Power Supply Card 72V-120V PCU | PCB-XXPS-XXXX-001-01 |  | C Class | Nos | Nos | I-Inventory | RM-Raw Material | Power Supply Card 72V-120V PCU | Raw Material | NA | ASSEMBLED PCB |  | 85423100 | [11 empty] | 1 | 0 | 0 | 1 | [11 empty] | SAINI COMM/GENIUS/BEAM INFO | [5 empty] | PS50W_R1 | PCB-PS-001-01 | PCB-XXPS-XXXX-001-01
IM00518 | Power Supply Card 72V-120V SCC | PCB-XXPS-XXXX-002-01 |  | C Class | Nos | Nos | I-Inventory | RM-Raw Material | Power Supply Card 72V-120V SCC | Raw Material | NA | ASSEMBLED PCB |  | 85423100 | [11 empty] | 1 | 0 | 0 | 1 | [11 empty] | SAINI COMM/GENIUS/BEAM INFO | [5 empty] | PS50W_R1 | PCB-PS-002-01 | PCB-XXPS-XXXX-002-01
IM00519 | Power Supply Card 48V | PCB-XXPS-XXXX-003-01 |  | B Class | Nos | Nos | I-Inventory | RM-Raw Material | Power Supply Card 48V | Raw Material | NA | ASSEMBLED PCB |  | 85423100 | [11 empty] | 1 | 0 | 0 | 1 | [11 empty] | SAINI COMM/GENIUS/BEAM INFO | [5 empty] | SPS-PS-001-B | PCB-PS-003-01 | PCB-XXPS-XXXX-003-01
IM00520 | PCB Card Relay Card 1700VA -2500VA/24V | PCB-XXRC-XXXX-001-01 |  | B Class | Nos | Nos | I-Inventory | RM-Raw Material | PCB Card Relay Card 1700VA -2500VA/24V | Raw Material | NA | ASSEMBLED PCB |  | 85423100 | [11 empty] | 1 | 0 | 0 | 1 | [11 empty] | SAINI COMM/GENIUS/BEAM INFO | [5 empty] | TPS_RL1 | PCB-RC-001-01 | PCB-XXRC-XXXX-001-01
IM00521 | PCB Card Relay Card 5.2KVA/48V | PCB-XXRC-XXXX-002-01 |  | B Class | Nos | Nos | I-Inventory | RM-Raw Material | PCB Card Relay Card 5.2KVA/48V | Raw Material | NA | ASSEMBLED PCB |  | 85423100 | [11 empty] | 1 | 0 | 0 | 1 | [11 empty] | SAINI COMM/GENIUS/BEAM INFO | [5 empty] | RL40A_R0 | PCB-RC-002-01 | PCB-XXRC-XXXX-002-01
IM00522 | PCB Card Relay Card Prime+/savior+/12V/24V REV.02 | PCB-XXRC-XXXX-003-02 |  | B Class | Nos | Nos | I-Inventory | RM-Raw Material | PCB Card Relay Card Prime+/savior+/12V/24V REV.02 | Raw Material | NA | ASSEMBLED PCB |  | 85423100 | [11 empty] | 1 | 0 | 0 | 1 | [11 empty] | 0 | [5 empty] | SPS-RL-001-B | PCB-RC-003-02 | PCB-XXRC-XXXX-003-02
IM00523 | PCB Card Relay Card Prime+/savior+/24V/48V REV.02 | PCB-XXRC-XXXX-004-02 |  | B Class | Nos | Nos | I-Inventory | RM-Raw Material | PCB Card Relay Card Prime+/savior+/24V/48V REV.02 | Raw Material | NA | ASSEMBLED PCB |  | 85423100 | [11 empty] | 1 | 0 | 0 | 1 | [11 empty] | 0 | [5 empty] | SPS-RL-001-B | PCB-RC-004-02 | PCB-XXRC-XXXX-004-02
IM00524 | PCB Card Savior SCC12V_25amp | PCB-XXSC-XXXX-001-01 |  | B Class | Nos | Nos | I-Inventory | RM-Raw Material | PCB Card Savior SCC12V_25amp | Raw Material | NA | ASSEMBLED PCB |  | 85423100 | [11 empty] | 1 | 0 | 0 | 1 | [11 empty] | SAINI COMM/GENIUS/BEAM INFO | [5 empty] | SPS-SCC-001-D | PCB-SC-001-01 | PCB-XXSC-XXXX-001-01
IM00525 | PCB Card Savior SCC24V_50amp | PCB-XXSC-XXXX-002-01 |  | B Class | Nos | Nos | I-Inventory | RM-Raw Material | PCB Card Savior SCC24V_50amp | Raw Material | NA | ASSEMBLED PCB |  | 85423100 | [11 empty] | 1 | 0 | 0 | 1 | [11 empty] | SAINI COMM/GENIUS/BEAM INFO | [5 empty] | SPS-SCC-003-C | PCB-SC-002-01 | PCB-XXSC-XXXX-002-01
IM00526 | PCB Card Savior SCC48V_50amp | PCB-XXSC-XXXX-003-01 |  | B Class | Nos | Nos | I-Inventory | RM-Raw Material | PCB Card Savior SCC48V_50amp | Raw Material | NA | ASSEMBLED PCB |  | 85423100 | [11 empty] | 1 | 0 | 0 | 1 | [11 empty] | SAINI COMM/GENIUS/BEAM INFO | [5 empty] | SPS-SCC-003-C | PCB-SC-003-01 | PCB-XXSC-XXXX-003-01
IM00527 | PCB Card Savior SCC72V_50amp | PCB-XXSC-XXXX-004-01 |  | B Class | Nos | Nos | I-Inventory | RM-Raw Material | PCB Card Savior SCC72V_50amp | Raw Material | NA | ASSEMBLED PCB |  | 85423100 | [11 empty] | 1 | 0 | 0 | 1 | [11 empty] | SAINI COMM/GENIUS/BEAM INFO | [5 empty] | SPS-SCC-003-D | PCB-SC-004-01 | PCB-XXSC-XXXX-004-01
IM00528 | PCB Card Savior SCC120V_50amp | PCB-XXSC-XXXX-005-01 |  | B Class | Nos | Nos | I-Inventory | RM-Raw Material | PCB Card Savior SCC120V_50amp | Raw Material | NA | ASSEMBLED PCB |  | 85423100 | [11 empty] | 1 | 0 | 0 | 1 | [11 empty] | SAINI COMM/GENIUS/BEAM INFO | [5 empty] | SPS-SCC-003-D | PCB-SC-005-01 | PCB-XXSC-XXXX-005-01
IM00529 | PCB Card Prime MPPT 24V/30amp | PCB-XXSC-XXXX-006-01 |  | B Class | Nos | Nos | I-Inventory | RM-Raw Material | PCB Card Prime MPPT 24V/30amp | Raw Material | NA | ASSEMBLED PCB |  | 85423100 | [11 empty] | 1 | 0 | 0 | 1 | [11 empty] | SAINI COMM/GENIUS/BEAM INFO | [5 empty] | SPS-MP-001-C | PCB-SC-006-01 | PCB-XXSC-XXXX-006-01
IM00530 | Switch Card Prime+/Savior+ | PCB-XXSC-XXXX-007-01 |  | B Class | Nos | Nos | I-Inventory | RM-Raw Material | Switch Card Prime+/Savior+ | Raw Material | NA | ASSEMBLED PCB |  | 85423100 | [11 empty] | 1 | 0 | 0 | 1 | [11 empty] | SAINI COMM/GENIUS/BEAM INFO | [5 empty] | SPS-SW-001-R.00 | PCB-SC-007-01 | PCB-XXSC-XXXX-007-01
IM00531 | PCB Card Savior+ SCC12V_25amp | PCB-XXSC-XXXX-008-01 |  | B Class | Nos | Nos | I-Inventory | RM-Raw Material | PCB Card Savior+ SCC12V_25amp | Raw Material | NA | ASSEMBLED PCB |  | 85423100 | [11 empty] | 1 | 0 | 0 | 1 | [11 empty] | SAINI COMM/GENIUS/BEAM INFO | [5 empty] | SPS-SCC-002-C | PCB-SC-008-01 | PCB-XXSC-XXXX-008-01
IM00532 | PCB Card Prime MPPT 12V/20amp | PCB-XXSC-XXXX-009-01 |  | B Class | Nos | Nos | I-Inventory | RM-Raw Material | PCB Card Prime MPPT 12V/20amp | Raw Material | NA | ASSEMBLED PCB |  | 85423100 | [11 empty] | 1 | 0 | 0 | 1 | [11 empty] | SAINI COMM/GENIUS/BEAM INFO | [5 empty] | SPS-MP-002-C | PCB-SC-009-01 | PCB-XXSC-XXXX-009-01
IM00533 | PCB Card Prime MPPT 48V/50amp | PCB-XXSC-XXXX-010-01 |  | B Class | Nos | Nos | I-Inventory | RM-Raw Material | PCB Card Prime MPPT 48V/50amp | Raw Material | NA | ASSEMBLED PCB |  | 85423100 | [11 empty] | 1 | 0 | 0 | 1 | [11 empty] | SAINI COMM/GENIUS/BEAM INFO | [5 empty] | SPS-MP-003-E | PCB-SC-010-01 | PCB-XXSC-XXXX-010-01
IM00534 | PCB Card Prime MPPT 24V/50amp | PCB-XXSC-XXXX-011-01 |  | B Class | Nos | Nos | I-Inventory | RM-Raw Material | PCB Card Prime MPPT 24V/50amp | Raw Material | NA | ASSEMBLED PCB |  | 85423100 | [11 empty] | 1 | 0 | 0 | 1 | [11 empty] | SAINI COMM/GENIUS/BEAM INFO | [5 empty] | SPS-MP-004-A | PCB-SC-011-01 | PCB-XXSC-XXXX-011-01
IM00535 | PCB Card MPPT Control 120V | PCB-XXSC-XXXX-012-01 |  | B Class | Nos | Nos | I-Inventory | RM-Raw Material | PCB Card MPPT Control 120V | Raw Material | NA | ASSEMBLED PCB |  | 85423100 | [11 empty] | 1 | 0 | 0 | 1 | [11 empty] | 0 | [5 empty] | SPS-CT-004-C | PCB-SC-012-01 | PCB-XXSC-XXXX-012-01
IM00536 | PCB Card MPPT Shunt | PCB-XXSC-XXXX-013-01 |  | B Class | Nos | Nos | I-Inventory | RM-Raw Material | PCB Card MPPT Shunt | Raw Material | NA | ASSEMBLED PCB |  | 85423100 | [11 empty] | 1 | 0 | 0 | 1 | [11 empty] | 0 | [5 empty] | SPS-SH-003-A | PCB-SC-013-01 | PCB-XXSC-XXXX-013-01
IM00537 | Switch Card Horizontal | PCB-XXSC-XXXX-014-01 |  | B Class | Nos | Nos | I-Inventory | RM-Raw Material | Switch Card Horizontal | Raw Material | NA | ASSEMBLED PCB |  | 85365090 | [11 empty] | 1 | 0 | 0 | 1 | [11 empty] | 0 | [5 empty] | SPS-SW-002-B | PCB-SC-014-01 | PCB-XXSC-XXXX-014-01
IM00538 | PCB Card MPPT 24V/50A Power Card | PCB-XXSC-XXXX-015-01 |  | B Class | Nos | Nos | I-Inventory | RM-Raw Material | PCB Card MPPT 24V/50A Power Card | Raw Material | NA | ASSEMBLED PCB |  | 85423100 | [11 empty] | 1 | 0 | 0 | 1 | [11 empty] | 0 | [5 empty] | SPS-MP-005-B | PCB-SC-015-01 | PCB-XXSC-XXXX-015-01
IM00539 | PCB Card MPPT 24V/50A Control Card | PCB-XXSC-XXXX-016-01 |  | B Class | Nos | Nos | I-Inventory | RM-Raw Material | PCB Card MPPT 24V/50A Control Card | Raw Material | NA | ASSEMBLED PCB |  | 85423100 | [11 empty] | 1 | 0 | 0 | 1 | [11 empty] | 0 | [5 empty] | SPS-CT-005-B | PCB-SC-016-01 | PCB-XXSC-XXXX-016-01
IM00540 | PCB Card SCC 12V 5Amp | PCB-XXSC-XXXX-017-01 |  | B Class | Nos | Nos | I-Inventory | RM-Raw Material | PCB Card SCC 12V 5Amp | Raw Material | NA | ASSEMBLED PCB |  | 85423100 | [11 empty] | 1 | 0 | 0 | 1 | [11 empty] | SAINI COMM/GENIUS/BEAM INFO | [5 empty] | SPS-SCC-004-C | PCB-SC-017-01 | PCB-XXSC-XXXX-017-01
IM00541 | PCB Card Prime MPPT 24V/50amp W/O LM5017 | PCB-XXSC-XXXX-018-01 |  | B Class | Nos | Nos | I-Inventory | RM-Raw Material | PCB Card Prime MPPT 24V/50amp W/O LM5017 | Raw Material | NA | ASSEMBLED PCB |  | 85423100 | [11 empty] | 1 | 0 | 0 | 1 | [11 empty] | SAINI COMM/GENIUS/BEAM INFO | [5 empty] | SPS-MP-006-B | PCB-SC-018-01 | PCB-XXSC-XXXX-018-01
IM00542 | PCB Card PCU 5.5KVA_70Amp | PCB-XXSC-XXXX-019-01 |  | B Class | Nos | Nos | I-Inventory | RM-Raw Material | PCB Card PCU 5.5KVA_70Amp | Raw Material | NA | ASSEMBLED PCB |  | 85423100 | [11 empty] | 1 | 0 | 0 | 1 | [11 empty] | SAINI COMM/GENIUS/BEAM INFO | [5 empty] | SPS-SCC-003-D | PCB-SC-019-01 | PCB-XXSC-XXXX-019-01
IM00543 | DRIVER CARD | PCB-XXSP-XXXX-001-01 |  | B Class | Nos | Nos | I-Inventory | RM-Raw Material | DRIVER CARD | Raw Material | NA | SPARE PART |  | 8538 | [11 empty] | 1 | 0 | 0 | 1 | [11 empty] | 0 | [5 empty] | N/A | PCB-SP-001-01 | PCB-XXSP-XXXX-001-01
IM00544 | 10KVA ONLINE DSP CARD | PCB-XXSP-XXXX-002-01 |  | B Class | Nos | Nos | I-Inventory | RM-Raw Material | 10KVA ONLINE DSP CARD | Raw Material | NA | SPARE PART |  | 8538 | [11 empty] | 1 | 0 | 0 | 1 | [11 empty] | 0 | [5 empty] | N/A | PCB-SP-002-01 | PCB-XXSP-XXXX-002-01
IM00545 | 10KVA TRANSFORMER CARD | PCB-XXSP-XXXX-003-01 |  | B Class | Nos | Nos | I-Inventory | RM-Raw Material | 10KVA TRANSFORMER CARD | Raw Material | NA | SPARE PART |  | 8538 | [11 empty] | 1 | 0 | 0 | 1 | [11 empty] | 0 | [5 empty] | N/A | PCB-SP-003-01 | PCB-XXSP-XXXX-003-01
IM00546 | PACKING BOX 1KVA Afriipower | PKG-XXAF-XXXX-001-01 |  | B Class | Nos | Nos | I-Inventory | RM-Raw Material | PACKING BOX 1KVA Afriipower | Raw Material | NA | PACKAGING BOX |  | 48191010 | [11 empty] | 1 | 0 | 0 | 1 | [11 empty] | PRINTPACK/ MASSIVE | [5 empty] | N/A | PKG-AF-001-01 | PKG-XXAF-XXXX-001-01
IM00547 | PACKING BOX 1700VA Afriipower | PKG-XXAF-XXXX-002-01 |  | B Class | Nos | Nos | I-Inventory | RM-Raw Material | PACKING BOX 1700VA Afriipower | Raw Material | NA | PACKAGING BOX |  | 48191010 | [11 empty] | 1 | 0 | 0 | 1 | [11 empty] | PRINTPACK/ MASSIVE | [5 empty] | N/A | PKG-AF-002-01 | PKG-XXAF-XXXX-002-01
IM00548 | PACKING BOX 2.5KVA/3.5KVA Afriipower | PKG-XXAF-XXXX-003-01 |  | B Class | Nos | Nos | I-Inventory | RM-Raw Material | PACKING BOX 2.5KVA/3.5KVA Afriipower | Raw Material | NA | PACKAGING BOX |  | 48191010 | [11 empty] | 1 | 0 | 0 | 1 | [11 empty] | PRINTPACK/ MASSIVE | [5 empty] | N/A | PKG-AF-003-01 | PKG-XXAF-XXXX-003-01
IM00549 | Packing Foam 5KVA & 6KVA | PKG-XXFM-XXXX-001-01 |  | B Class | Set | Set | I-Inventory | RM-Raw Material | Packing Foam 5KVA & 6KVA | Raw Material | NA | THERMOCOL |  | 39239090 | [11 empty] | 1 | 0 | 0 | 1 | [11 empty] | PRINTPACK/ MASSIVE | [5 empty] | N/A | PKG-FM-001-01 | PKG-XXFM-XXXX-001-01
IM00550 | Packing Foam 7.5KVA & 10KVA | PKG-XXFM-XXXX-002-01 |  | B Class | Set | Set | I-Inventory | RM-Raw Material | Packing Foam 7.5KVA & 10KVA | Raw Material | NA | THERMOCOL |  | 39239090 | [11 empty] | 1 | 0 | 0 | 1 | [11 empty] | PRINTPACK/ MASSIVE | [5 empty] | N/A | PKG-FM-002-01 | PKG-XXFM-XXXX-002-01
IM00551 | Packaging Foam 12/24V Savior | PKG-XXFM-XXXX-003-01 |  | B Class | Set | Set | I-Inventory | RM-Raw Material | Packaging Foam 12/24V Savior | Raw Material | NA | THERMOCOL |  | 39239090 | [11 empty] | 1 | 0 | 0 | 1 | [11 empty] | PRINTPACK/ MASSIVE | [5 empty] | N/A | PKG-FM-003-01 | PKG-XXFM-XXXX-003-01
IM00552 | Packaging Foam 36/48V Savior | PKG-XXFM-XXXX-004-01 |  | B Class | Nos | Nos | I-Inventory | RM-Raw Material | Packaging Foam 36/48V Savior | Raw Material | NA | THERMOCOL |  | 39239090 | [11 empty] | 1 | 0 | 0 | 1 | [11 empty] | PRINTPACK/ MASSIVE | [5 empty] | N/A | PKG-FM-004-01 | PKG-XXFM-XXXX-004-01
IM00553 | Packaging Foam 72/96V/120V Savior | PKG-XXFM-XXXX-005-01 |  | B Class | Set | Set | I-Inventory | RM-Raw Material | Packaging Foam 72/96V/120V Savior | Raw Material | NA | THERMOCOL |  | 39239090 | [11 empty] | 1 | 0 | 0 | 1 | [11 empty] | PRINTPACK/ MASSIVE | [5 empty] | N/A | PKG-FM-005-01 | PKG-XXFM-XXXX-005-01
IM00554 | Packaging Foam 48V/50amp. Prime+ | PKG-XXFM-XXXX-006-01 |  | B Class | Set | Set | I-Inventory | RM-Raw Material | Packaging Foam 48V/50amp. Prime+ | Raw Material | NA | THERMOCOL |  | 39239090 | [11 empty] | 1 | 0 | 0 | 1 | [11 empty] | PRINTPACK/ MASSIVE | [5 empty] | N/A | PKG-FM-006-01 | PKG-XXFM-XXXX-006-01
IM00555 | Packing Foam MPPT 7.5KVA & 10KVA | PKG-XXFM-XXXX-007-01 |  | B Class | Nos | Nos | I-Inventory | RM-Raw Material | Packing Foam MPPT 7.5KVA & 10KVA | Raw Material | NA | THERMOCOL |  | 39239090 | [11 empty] | 1 | 0 | 0 | 1 | [11 empty] | 0 | [5 empty] | N/A | PKG-FM-007-01 | PKG-XXFM-XXXX-007-01
IM00556 | Packing Foam KRANTI PV Retrofit | PKG-XXFM-XXXX-008-01 |  | B Class | Set | Set | I-Inventory | RM-Raw Material | Packing Foam KRANTI PV Retrofit | Raw Material | NA | THERMOCOL |  | 48191010 | [11 empty] | 1 | 0 | 0 | 1 | [11 empty] | 0 | [5 empty] | N/A | PKG-FM-008-01 | PKG-XXFM-XXXX-008-01
IM00557 | Packing Foam 72V-120V Prime MPPT | PKG-XXFM-XXXX-009-01 |  | B Class | Set | Set | I-Inventory | RM-Raw Material | Packing Foam 72V-120V Prime MPPT | Raw Material | NA | THERMOCOL |  | 48191010 | [11 empty] | 1 | 0 | 0 | 1 | [11 empty] | 0 | [5 empty] | N/A | PKG-FM-009-01 | PKG-XXFM-XXXX-009-01
IM00558 | Packing Foam MPPT 15KVA | PKG-XXFM-XXXX-010-01 |  | B Class | Set | Set | I-Inventory | RM-Raw Material | Packing Foam MPPT 15KVA | Raw Material | NA | THERMOCOL |  | 48191010 | [11 empty] | 1 | 0 | 0 | 1 | [11 empty] | 0 | [5 empty] | N/A | PKG-FM-010-01 | PKG-XXFM-XXXX-010-01
IM00559 | Packaging Box 700-1100VA Bravo | PKG-XXPB-XXXX-001-01 |  | B Class | Nos | Nos | I-Inventory | RM-Raw Material | Packaging Box 700-1100VA Bravo | Raw Material | NA | PACKAGING BOX |  | 48191010 | [11 empty] | 1 | 0 | 0 | 1 | [11 empty] | PRINTPACK/ MASSIVE | [5 empty] | N/A | PKG-PB-001-01 | PKG-XXPB-XXXX-001-01
IM00560 | Packaging Box 1700-2000VA Bravo | PKG-XXPB-XXXX-002-01 |  | B Class | Nos | Nos | I-Inventory | RM-Raw Material | Packaging Box 1700-2000VA Bravo | Raw Material | NA | PACKAGING BOX |  | 48191010 | [11 empty] | 1 | 0 | 0 | 1 | [11 empty] | PRINTPACK/ MASSIVE | [5 empty] | N/A | PKG-PB-002-01 | PKG-XXPB-XXXX-002-01
IM00561 | Packaging Box 2500-3500KVA Bravo | PKG-XXPB-XXXX-003-01 |  | B Class | Nos | Nos | I-Inventory | RM-Raw Material | Packaging Box 2500-3500KVA Bravo | Raw Material | NA | PACKAGING BOX |  | 48191010 | [11 empty] | 1 | 0 | 0 | 1 | [11 empty] | PRINTPACK/ MASSIVE | [5 empty] | N/A | PKG-PB-003-01 | PKG-XXPB-XXXX-003-01
IM00562 | Packaging Box 900-1100VA Saver | PKG-XXPB-XXXX-004-01 |  | B Class | Nos | Nos | I-Inventory | RM-Raw Material | Packaging Box 900-1100VA Saver | Raw Material | NA | PACKAGING BOX |  | 48191010 | [11 empty] | 1 | 0 | 0 | 1 | [11 empty] | PRINTPACK/ MASSIVE | [5 empty] | N/A | PKG-PB-004-01 | PKG-XXPB-XXXX-004-01
IM00563 | Packaging Box 1700-2000VA Saver | PKG-XXPB-XXXX-005-01 |  | B Class | Nos | Nos | I-Inventory | RM-Raw Material | Packaging Box 1700-2000VA Saver | Raw Material | NA | PACKAGING BOX |  | 48191010 | [11 empty] | 1 | 0 | 0 | 1 | [11 empty] | PRINTPACK/ MASSIVE | [5 empty] | N/A | PKG-PB-005-01 | PKG-XXPB-XXXX-005-01
IM00564 | Packaging Box 2500-3500VA Saver | PKG-XXPB-XXXX-006-01 |  | B Class | Nos | Nos | I-Inventory | RM-Raw Material | Packaging Box 2500-3500VA Saver | Raw Material | NA | PACKAGING BOX |  | 48191010 | [11 empty] | 1 | 0 | 0 | 1 | [11 empty] | PRINTPACK/ MASSIVE | [5 empty] | N/A | PKG-PB-006-01 | PKG-XXPB-XXXX-006-01
IM00565 | Packaging Box 500VA-700VA Boom | PKG-XXPB-XXXX-007-01 |  | B Class | Nos | Nos | I-Inventory | RM-Raw Material | Packaging Box 500VA-700VA Boom | Raw Material | NA | PACKAGING BOX |  | 48191010 | [11 empty] | 1 | 0 | 0 | 1 | [11 empty] | PRINTPACK/ MASSIVE | [5 empty] | N/A | PKG-PB-007-01 | PKG-XXPB-XXXX-007-01
IM00566 | Packaging Box 900VA-1100VA Boom | PKG-XXPB-XXXX-008-01 |  | B Class | Nos | Nos | I-Inventory | RM-Raw Material | Packaging Box 900VA-1100VA Boom | Raw Material | NA | PACKAGING BOX |  | 48191010 | [11 empty] | 1 | 0 | 0 | 1 | [11 empty] | PRINTPACK/ MASSIVE | [5 empty] | N/A | PKG-PB-008-01 | PKG-XXPB-XXXX-008-01
IM00567 | Packaging Box 2000VA Boom | PKG-XXPB-XXXX-009-01 |  | B Class | Nos | Nos | I-Inventory | RM-Raw Material | Packaging Box 2000VA Boom | Raw Material | NA | PACKAGING BOX |  | 48191010 | [11 empty] | 1 | 0 | 0 | 1 | [11 empty] | PRINTPACK/ MASSIVE | [5 empty] | N/A | PKG-PB-009-01 | PKG-XXPB-XXXX-009-01
IM00568 | Packing Box 12V/24V Savior | PKG-XXPB-XXXX-010-01 |  | B Class | Nos | Nos | I-Inventory | RM-Raw Material | Packing Box 12V/24V Savior | Raw Material | NA | PACKAGING BOX |  | 48191010 | [11 empty] | 1 | 0 | 0 | 1 | [11 empty] | PRINTPACK/ MASSIVE | [5 empty] | N/A | PKG-PB-010-01 | PKG-XXPB-XXXX-010-01
IM00569 | Packing Box 24V/48V Savior | PKG-XXPB-XXXX-011-01 |  | B Class | Nos | Nos | I-Inventory | RM-Raw Material | Packing Box 24V/48V Savior | Raw Material | NA | PACKAGING BOX |  | 48191010 | [11 empty] | 1 | 0 | 0 | 1 | [11 empty] | PRINTPACK/ MASSIVE | [5 empty] | N/A | PKG-PB-011-01 | PKG-XXPB-XXXX-011-01
IM00570 | Packing Box 72V/96V/120V Savior | PKG-XXPB-XXXX-012-01 |  | B Class | Nos | Nos | I-Inventory | RM-Raw Material | Packing Box 72V/96V/120V Savior | Raw Material | NA | PACKAGING BOX |  | 48191010 | [11 empty] | 1 | 0 | 0 | 1 | [11 empty] | PRINTPACK/ MASSIVE | [5 empty] | N/A | PKG-PB-012-01 | PKG-XXPB-XXXX-012-01
IM00571 | Packing Box SAVIOR+/Savior | PKG-XXPB-XXXX-013-01 |  | B Class | Nos | Nos | I-Inventory | RM-Raw Material | Packing Box SAVIOR+/Savior | Raw Material | NA | PACKAGING BOX |  | 48191010 | [11 empty] | 1 | 0 | 0 | 1 | [11 empty] | PRINTPACK/ MASSIVE | [5 empty] | N/A | PKG-PB-013-01 | PKG-XXPB-XXXX-013-01
IM00572 | Packing Box MPPT 12/24V Prime + | PKG-XXPB-XXXX-014-01 |  | B Class | Nos | Nos | I-Inventory | RM-Raw Material | Packing Box MPPT 12/24V Prime + | Raw Material | NA | PACKAGING BOX |  | 48191010 | [11 empty] | 1 | 0 | 0 | 1 | [11 empty] | PRINTPACK/ MASSIVE | [5 empty] | N/A | PKG-PB-014-01 | PKG-XXPB-XXXX-014-01
IM00573 | Packing Box 5KVA & 6KVA Brown | PKG-XXPB-XXXX-015-01 |  | B Class | Nos | Nos | I-Inventory | RM-Raw Material | Packing Box 5KVA & 6KVA Brown | Raw Material | NA | PACKAGING BOX |  | 48191010 | [11 empty] | 1 | 0 | 0 | 1 | [11 empty] | PRINTPACK/ MASSIVE | [5 empty] | N/A | PKG-PB-015-01 | PKG-XXPB-XXXX-015-01
IM00574 | Packing Box 7.5KVA & 10KVA Brown | PKG-XXPB-XXXX-016-01 |  | B Class | Nos | Nos | I-Inventory | RM-Raw Material | Packing Box 7.5KVA & 10KVA Brown | Raw Material | NA | PACKAGING BOX |  | 48191010 | [11 empty] | 1 | 0 | 0 | 1 | [11 empty] | PRINTPACK/ MASSIVE | [5 empty] | N/A | PKG-PB-016-01 | PKG-XXPB-XXXX-016-01
IM00575 | Packaging Box Master Carton 500VA | PKG-XXPB-XXXX-017-01 |  | B Class | Set | Set | I-Inventory | RM-Raw Material | Packaging Box Master Carton 500VA | Raw Material | NA | PACKAGING BOX |  | 48191010 | [11 empty] | 1 | 0 | 0 | 1 | [11 empty] | PRINTPACK/ MASSIVE | [5 empty] | N/A | PKG-PB-017-01 | PKG-XXPB-XXXX-017-01
IM00576 | Packaging Box Master Carton 700-1100VA | PKG-XXPB-XXXX-018-01 |  | B Class | Nos | Nos | I-Inventory | RM-Raw Material | Packaging Box Master Carton 700-1100VA | Raw Material | NA | PACKAGING BOX |  | 48191010 | [11 empty] | 1 | 0 | 0 | 1 | [11 empty] | PRINTPACK/ MASSIVE | [5 empty] | N/A | PKG-PB-018-01 | PKG-XXPB-XXXX-018-01
IM00577 | Packing box Master Carton 1700-2000VA | PKG-XXPB-XXXX-019-01 |  | B Class | Nos | Nos | I-Inventory | RM-Raw Material | Packing box Master Carton 1700-2000VA | Raw Material | NA | PACKAGING BOX |  | 48191010 | [11 empty] | 1 | 0 | 0 | 1 | [11 empty] | PRINTPACK/ MASSIVE | [5 empty] | N/A | PKG-PB-019-01 | PKG-XXPB-XXXX-019-01
IM00578 | Packaging Box Master Carton 2500-3500VA | PKG-XXPB-XXXX-020-01 |  | B Class | Nos | Nos | I-Inventory | RM-Raw Material | Packaging Box Master Carton 2500-3500VA | Raw Material | NA | PACKAGING BOX |  | 48191010 | [11 empty] | 1 | 0 | 0 | 1 | [11 empty] | PRINTPACK/ MASSIVE | [5 empty] | N/A | PKG-PB-020-01 | PKG-XXPB-XXXX-020-01
IM00579 | Paking Box Savior+12V/25amp. | PKG-XXPB-XXXX-021-01 |  | B Class | Nos | Nos | I-Inventory | RM-Raw Material | Paking Box Savior+12V/25amp. | Raw Material | NA | PACKAGING BOX |  | 48191010 | [11 empty] | 1 | 0 | 0 | 1 | [11 empty] | PRINTPACK/ MASSIVE | [5 empty] | N/A | PKG-PB-021-01 | PKG-XXPB-XXXX-021-01
IM00580 | Packaging Box Saver 700VA | PKG-XXPB-XXXX-022-01 |  | B Class | Nos | Nos | I-Inventory | RM-Raw Material | Packaging Box Saver 700VA | Raw Material | NA | PACKAGING BOX |  | 48191010 | [11 empty] | 1 | 0 | 0 | 1 | [11 empty] | PRINTPACK/ MASSIVE | [5 empty] | N/A | PKG-PB-022-01 | PKG-XXPB-XXXX-022-01
IM00581 | Packaging Box Superb Series | PKG-XXPB-XXXX-023-01 |  | B Class | Nos | Nos | I-Inventory | RM-Raw Material | Packaging Box Superb Series | Raw Material | NA | PACKAGING BOX |  | 48191010 | [11 empty] | 1 | 0 | 0 | 1 | [11 empty] | PRINTPACK/ MASSIVE | [5 empty] | N/A | PKG-PB-023-01 | PKG-XXPB-XXXX-023-01
IM00582 | Honey Box 5KVA & 6KVA | PKG-XXPB-XXXX-025-01 |  | B Class | Nos | Nos | I-Inventory | RM-Raw Material | Honey Box 5KVA & 6KVA | Raw Material | NA | PACKAGING BOX |  | 48191010 | [11 empty] | 1 | 0 | 0 | 1 | [11 empty] | PACKCRAFT CONTAINER | [5 empty] | N/A | PKG-PB-025-01 | PKG-XXPB-XXXX-025-01
IM00583 | Honey Box 7.5KVA & 10KVA | PKG-XXPB-XXXX-026-01 |  | B Class | Nos | Nos | I-Inventory | RM-Raw Material | Honey Box 7.5KVA & 10KVA | Raw Material | NA | PACKAGING BOX |  | 48191010 | [11 empty] | 1 | 0 | 0 | 1 | [11 empty] | PACKCRAFT CONTAINER | [5 empty] | N/A | PKG-PB-026-01 | PKG-XXPB-XXXX-026-01
IM00584 | Packaging Box 500-700VA Saver | PKG-XXPB-XXXX-027-01 |  | B Class | Nos | Nos | I-Inventory | RM-Raw Material | Packaging Box 500-700VA Saver | Raw Material | NA | PACKAGING BOX |  | 48191010 | [11 empty] | 1 | 0 | 0 | 1 | [11 empty] | PRINTPACK/ MASSIVE | [5 empty] | N/A | PKG-PB-027-01 | PKG-XXPB-XXXX-027-01
IM00585 | Packaging Box MPPT 24V/48V Prime + | PKG-XXPB-XXXX-028-01 |  | B Class | Nos | Nos | I-Inventory | RM-Raw Material | Packaging Box MPPT 24V/48V Prime + | Raw Material | NA | PACKAGING BOX |  | 48191010 | [11 empty] | 1 | 0 | 0 | 1 | [11 empty] | PRINTPACK/ MASSIVE | [5 empty] | N/A | PKG-PB-028-01 | PKG-XXPB-XXXX-028-01
IM00586 | Packing Box Brown 305X305X180 | PKG-XXPB-XXXX-030-01 |  | B Class | Nos | Nos | I-Inventory | RM-Raw Material | Packing Box Brown 305X305X180 | Raw Material | NA | PACKAGING BOX |  | 48191010 | [11 empty] | 1 | 0 | 0 | 1 | [11 empty] | PRINTPACK/ MASSIVE | [5 empty] | N/A | PKG-PB-030-01 | PKG-XXPB-XXXX-030-01
IM00587 | Packaging Box 3500VA Smarten Nova | PKG-XXPB-XXXX-033-01 |  | B Class | Nos | Nos | I-Inventory | RM-Raw Material | Packaging Box 3500VA Smarten Nova | Raw Material | NA | PACKAGING BOX |  | 48191010 | [11 empty] | 1 | 0 | 0 | 1 | [11 empty] | PRINTPACK/ MASSIVE | [5 empty] | N/A | PKG-PB-033-01 | PKG-XXPB-XXXX-033-01
IM00588 | Packaging Box 12V Smarten SHINE Series | PKG-XXPB-XXXX-034-01 |  | B Class | Nos | Nos | I-Inventory | RM-Raw Material | Packaging Box 12V Smarten SHINE Series | Raw Material | NA | PACKAGING BOX |  | 48191010 | [11 empty] | 1 | 0 | 0 | 1 | [11 empty] | 0 | [5 empty] | N/A | PKG-PB-034-01 | PKG-XXPB-XXXX-034-01
IM00589 | Packaging Box 24V Smarten SHINE Series | PKG-XXPB-XXXX-035-01 |  | B Class | Nos | Nos | I-Inventory | RM-Raw Material | Packaging Box 24V Smarten SHINE Series | Raw Material | NA | PACKAGING BOX |  | 48191010 | [11 empty] | 1 | 0 | 0 | 1 | [11 empty] | 0 | [5 empty] | N/A | PKG-PB-035-01 | PKG-XXPB-XXXX-035-01
IM00590 | Packaging Box 48V Smarten SHINE Series | PKG-XXPB-XXXX-036-01 |  | B Class | Nos | Nos | I-Inventory | RM-Raw Material | Packaging Box 48V Smarten SHINE Series | Raw Material | NA | PACKAGING BOX |  | 48191010 | [11 empty] | 1 | 0 | 0 | 1 | [11 empty] | 0 | [5 empty] | N/A | PKG-PB-036-01 | PKG-XXPB-XXXX-036-01
IM00591 | Packaging Box 12V Smarten Nova Series | PKG-XXPB-XXXX-037-01 |  | B Class | Nos | Nos | I-Inventory | RM-Raw Material | Packaging Box 12V Smarten Nova Series | Raw Material | NA | PACKAGING BOX |  | 48191010 | [11 empty] | 1 | 0 | 0 | 1 | [11 empty] | 0 | [5 empty] | N/A | PKG-PB-037-01 | PKG-XXPB-XXXX-037-01
IM00592 | Packaging Box 24V Smarten Nova Series | PKG-XXPB-XXXX-038-01 |  | B Class | Nos | Nos | I-Inventory | RM-Raw Material | Packaging Box 24V Smarten Nova Series | Raw Material | NA | PACKAGING BOX |  | 48191010 | [11 empty] | 1 | 0 | 0 | 1 | [11 empty] | 0 | [5 empty] | N/A | PKG-PB-038-01 | PKG-XXPB-XXXX-038-01
IM00593 | Packaging Box 12V COPEX Series | PKG-XXPB-XXXX-039-01 |  | B Class | Nos | Nos | I-Inventory | RM-Raw Material | Packaging Box 12V COPEX Series | Raw Material | NA | PACKAGING BOX |  | 48191010 | [11 empty] | 1 | 0 | 0 | 1 | [11 empty] | 0 | [5 empty] | N/A | PKG-PB-039-01 | PKG-XXPB-XXXX-039-01
IM00594 | Packaging Box 24V COPEX Series | PKG-XXPB-XXXX-040-01 |  | B Class | Nos | Nos | I-Inventory | RM-Raw Material | Packaging Box 24V COPEX Series | Raw Material | NA | PACKAGING BOX |  | 48191010 | [11 empty] | 1 | 0 | 0 | 1 | [11 empty] | 0 | [5 empty] | N/A | PKG-PB-040-01 | PKG-XXPB-XXXX-040-01
IM00595 | Packaging Box 48V COPEX Series | PKG-XXPB-XXXX-041-01 |  | B Class | Nos | Nos | I-Inventory | RM-Raw Material | Packaging Box 48V COPEX Series | Raw Material | NA | PACKAGING BOX |  | 48191010 | [11 empty] | 1 | 0 | 0 | 1 | [11 empty] | 0 | [5 empty] | N/A | PKG-PB-041-01 | PKG-XXPB-XXXX-041-01
IM00596 | Packaging Box 12V/24V MPPT PCU SAMSUN | PKG-XXPB-XXXX-042-01 |  | B Class | Nos | Nos | I-Inventory | RM-Raw Material | Packaging Box 12V/24V MPPT PCU SAMSUN | Raw Material | NA | PACKAGING BOX |  | 48191010 | [11 empty] | 1 | 0 | 0 | 1 | [11 empty] | PRINTPACK/ MASSIVE | [5 empty] | N/A | PKG-PB-042-01 | PKG-XXPB-XXXX-042-01
IM00597 | Packaging Box 12V/24V PWM PCU SAMSUN | PKG-XXPB-XXXX-043-01 |  | B Class | Nos | Nos | I-Inventory | RM-Raw Material | Packaging Box 12V/24V PWM PCU SAMSUN | Raw Material | NA | PACKAGING BOX |  | 48191010 | [11 empty] | 1 | 0 | 0 | 1 | [11 empty] | PRINTPACK/ MASSIVE | [5 empty] | N/A | PKG-PB-043-01 | PKG-XXPB-XXXX-043-01
IM00598 | Packaging Box 12V/24V MPPT SCC SAMSUN | PKG-XXPB-XXXX-044-01 |  | B Class | Nos | Nos | I-Inventory | RM-Raw Material | Packaging Box 12V/24V MPPT SCC SAMSUN | Raw Material | NA | PACKAGING BOX |  | 48191010 | [11 empty] | 1 | 0 | 0 | 1 | [11 empty] | PRINTPACK/ MASSIVE | [5 empty] | N/A | PKG-PB-044-01 | PKG-XXPB-XXXX-044-01
IM00599 | Packaging Box 24V/48V MPPT SCC SAMSUN | PKG-XXPB-XXXX-045-01 |  | B Class | Nos | Nos | I-Inventory | RM-Raw Material | Packaging Box 24V/48V MPPT SCC SAMSUN | Raw Material | NA | PACKAGING BOX |  | 48191010 | [11 empty] | 1 | 0 | 0 | 1 | [11 empty] | PRINTPACK/ MASSIVE | [5 empty] | N/A | PKG-PB-045-01 | PKG-XXPB-XXXX-045-01
IM00600 | Packaging Box 12V Bravo Series | PKG-XXPB-XXXX-046-01 |  | B Class | Nos | Nos | I-Inventory | RM-Raw Material | Packaging Box 12V Bravo Series | Raw Material | NA | PACKAGING BOX |  | 48191010 | [11 empty] | 1 | 0 | 0 | 1 | [11 empty] | PRINTPACK/ MASSIVE | [5 empty] | N/A | PKG-PB-046-01 | PKG-XXPB-XXXX-046-01
IM00601 | Packaging Box 500VA SAMSUN | PKG-XXPB-XXXX-047-01 |  | B Class | Nos | Nos | I-Inventory | RM-Raw Material | Packaging Box 500VA SAMSUN | Raw Material | NA | PACKAGING BOX |  | 48191010 | [11 empty] | 1 | 0 | 0 | 1 | [11 empty] | PRINTPACK/ MASSIVE | [5 empty] | N/A | PKG-PB-047-01 | PKG-XXPB-XXXX-047-01
IM00602 | Packaging Box 12V BK POWER | PKG-XXPB-XXXX-048-01 |  | B Class | Nos | Nos | I-Inventory | RM-Raw Material | Packaging Box 12V BK POWER | Raw Material | NA | PACKAGING BOX |  | 48191010 | [11 empty] | 1 | 0 | 0 | 1 | [11 empty] | PRINTPACK/ MASSIVE | [5 empty] | N/A | PKG-PB-048-01 | PKG-XXPB-XXXX-048-01
IM00603 | Packaging Box 12V SAMSUN HUPS | PKG-XXPB-XXXX-049-01 |  | B Class | Nos | Nos | I-Inventory | RM-Raw Material | Packaging Box 12V SAMSUN HUPS | Raw Material | NA | PACKAGING BOX |  | 48191010 | [11 empty] | 1 | 0 | 0 | 1 | [11 empty] | 0 | [5 empty] | N/A | PKG-PB-049-01 | PKG-XXPB-XXXX-049-01
IM00604 | Packaging Box 24V SAMSUN HUPS | PKG-XXPB-XXXX-050-01 |  | B Class | Nos | Nos | I-Inventory | RM-Raw Material | Packaging Box 24V SAMSUN HUPS | Raw Material | NA | PACKAGING BOX |  | 48191010 | [11 empty] | 1 | 0 | 0 | 1 | [11 empty] | 0 | [5 empty] | N/A | PKG-PB-050-01 | PKG-XXPB-XXXX-050-01
IM00605 | Honey Box MPPT 7.5KVA & 10KVA | PKG-XXPB-XXXX-052-01 |  | B Class | Nos | Nos | I-Inventory | RM-Raw Material | Honey Box MPPT 7.5KVA & 10KVA | Raw Material | NA | PACKAGING BOX |  | 48191010 | [11 empty] | 1 | 0 | 0 | 1 | [11 empty] | 0 | [5 empty] | N/A | PKG-PB-052-01 | PKG-XXPB-XXXX-052-01
IM00606 | Packing Box 12V POWERLITE HUPS REV.02 | PKG-XXPB-XXXX-053-02 |  | B Class | Nos | Nos | I-Inventory | RM-Raw Material | Packing Box 12V POWERLITE HUPS REV.02 | Raw Material | NA | PACKAGING BOX |  | 48191010 | [11 empty] | 1 | 0 | 0 | 1 | [11 empty] | 0 | [5 empty] | N/A | PKG-PB-053-02 | PKG-XXPB-XXXX-053-02
IM00607 | Packing Box KRANTI PV Retrofit | PKG-XXPB-XXXX-054-01 |  | B Class | Nos | Nos | I-Inventory | RM-Raw Material | Packing Box KRANTI PV Retrofit | Raw Material | NA | PACKAGING BOX |  | 48191010 | [11 empty] | 1 | 0 | 0 | 1 | [11 empty] | 0 | [5 empty] | N/A | PKG-PB-054-01 | PKG-XXPB-XXXX-054-01
IM00608 | Packing Box BRAVO 850VA | PKG-XXPB-XXXX-055-01 |  | B Class | Nos | Nos | I-Inventory | RM-Raw Material | Packing Box BRAVO 850VA | Raw Material | NA | PACKAGING BOX |  | 48191010 | [11 empty] | 1 | 0 | 0 | 1 | [11 empty] | 0 | [5 empty] | N/A | PKG-PB-055-01 | PKG-XXPB-XXXX-055-01
IM00609 | Packaging Box 24V BK POWER | PKG-XXPB-XXXX-056-01 |  | B Class | Nos | Nos | I-Inventory | RM-Raw Material | Packaging Box 24V BK POWER | Raw Material | NA | PACKAGING BOX |  | 48191010 | [11 empty] | 1 | 0 | 0 | 1 | [11 empty] | 0 | [5 empty] | N/A | PKG-PB-056-01 | PKG-XXPB-XXXX-056-01
IM00610 | High Strength Corrugated Packing Box 5KVA & 6KVA | PKG-XXPB-XXXX-057-01 |  | B Class | Nos | Nos | I-Inventory | RM-Raw Material | High Strength Corrugated Packing Box 5KVA & 6KVA | Raw Material | NA | PACKAGING BOX |  | 48191010 | [11 empty] | 1 | 0 | 0 | 1 | [11 empty] | 0 | [5 empty] | N/A | PKG-PB-057-01 | PKG-XXPB-XXXX-057-01
IM00611 | High Strength Corrugated Packing Box 7.5KVA & 10KVA | PKG-XXPB-XXXX-058-01 |  | B Class | Nos | Nos | I-Inventory | RM-Raw Material | High Strength Corrugated Packing Box 7.5KVA & 10KVA | Raw Material | NA | PACKAGING BOX |  | 48191010 | [11 empty] | 1 | 0 | 0 | 1 | [11 empty] | 0 | [5 empty] | N/A | PKG-PB-058-01 | PKG-XXPB-XXXX-058-01
IM00612 | High Strength Corrugated Packing Box 7.5KVA & 10KVA MPPT | PKG-XXPB-XXXX-059-01 |  | B Class | Nos | Nos | I-Inventory | RM-Raw Material | High Strength Corrugated Packing Box 7.5KVA & 10KVA MPPT | Raw Material | NA | PACKAGING BOX |  | 48191010 | [11 empty] | 1 | 0 | 0 | 1 | [11 empty] | 0 | [5 empty] | N/A | PKG-PB-059-01 | PKG-XXPB-XXXX-059-01
IM00613 | Packaging Box 12V AMS HUPS | PKG-XXPB-XXXX-060-01 |  | B Class | Nos | Nos | I-Inventory | RM-Raw Material | Packaging Box 12V AMS HUPS | Raw Material | NA | PACKAGING BOX |  | 48191010 | [11 empty] | 1 | 0 | 0 | 1 | [11 empty] | 0 | [5 empty] | N/A | PKG-PB-060-01 | PKG-XXPB-XXXX-060-01
IM00614 | Packaging Box 24V AMS HUPS | PKG-XXPB-XXXX-061-01 |  | B Class | Nos | Nos | I-Inventory | RM-Raw Material | Packaging Box 24V AMS HUPS | Raw Material | NA | PACKAGING BOX |  | 48191010 | [11 empty] | 1 | 0 | 0 | 1 | [11 empty] | 0 | [5 empty] | N/A | PKG-PB-061-01 | PKG-XXPB-XXXX-061-01
IM00615 | Packaging Box 48V AMS HUPS | PKG-XXPB-XXXX-062-01 |  | C Class | Nos | Nos | I-Inventory | RM-Raw Material | Packaging Box 48V AMS HUPS | Raw Material | NA | PACKAGING BOX |  | 48191010 | [11 empty] | 1 | 0 | 0 | 1 | [11 empty] | 0 | [5 empty] | N/A | PKG-PB-062-01 | PKG-XXPB-XXXX-062-01
IM00616 | Packaging Box 12V EURO NET HUPS | PKG-XXPB-XXXX-063-01 |  | C Class | Nos | Nos | I-Inventory | RM-Raw Material | Packaging Box 12V EURO NET HUPS | Raw Material | NA | PACKAGING BOX |  | 48191010 | [11 empty] | 1 | 0 | 0 | 1 | [11 empty] | 0 | [5 empty] | N/A | PKG-PB-063-01 | PKG-XXPB-XXXX-063-01
IM00617 | Packaging Box 24V EURO NET HUPS | PKG-XXPB-XXXX-064-01 |  | C Class | Nos | Nos | I-Inventory | RM-Raw Material | Packaging Box 24V EURO NET HUPS | Raw Material | NA | PACKAGING BOX |  | 48191010 | [11 empty] | 1 | 0 | 0 | 1 | [11 empty] | 0 | [5 empty] | N/A | PKG-PB-064-01 | PKG-XXPB-XXXX-064-01
IM00618 | Packaging Box 48V EURO NET HUPS | PKG-XXPB-XXXX-065-01 |  | C Class | Nos | Nos | I-Inventory | RM-Raw Material | Packaging Box 48V EURO NET HUPS | Raw Material | NA | PACKAGING BOX |  | 48191010 | [11 empty] | 1 | 0 | 0 | 1 | [11 empty] | 0 | [5 empty] | N/A | PKG-PB-065-01 | PKG-XXPB-XXXX-065-01
IM00619 | Packaging Box 12V EURO NET PCU | PKG-XXPB-XXXX-066-01 |  | C Class | Nos | Nos | I-Inventory | RM-Raw Material | Packaging Box 12V EURO NET PCU | Raw Material | NA | PACKAGING BOX |  | 48191010 | [11 empty] | 1 | 0 | 0 | 1 | [11 empty] | 0 | [5 empty] | N/A | PKG-PB-066-01 | PKG-XXPB-XXXX-066-01
IM00620 | Packaging Box 24V EURO NET PCU | PKG-XXPB-XXXX-067-01 |  | C Class | Nos | Nos | I-Inventory | RM-Raw Material | Packaging Box 24V EURO NET PCU | Raw Material | NA | PACKAGING BOX |  | 48191010 | [11 empty] | 1 | 0 | 0 | 1 | [11 empty] | 0 | [5 empty] | N/A | PKG-PB-067-01 | PKG-XXPB-XXXX-067-01
IM00621 | Packaging Box 24V Nova ECO REV.02 | PKG-XXPB-XXXX-068-02 |  | C Class | Nos | Nos | I-Inventory | RM-Raw Material | Packaging Box 24V Nova ECO REV.02 | Raw Material | NA | PACKAGING BOX |  | 48191010 | [11 empty] | 1 | 0 | 0 | 1 | [11 empty] | PRINTPACK/ MASSIVE | [5 empty] | N/A | PKG-PB-068-02 | PKG-XXPB-XXXX-068-02
IM00622 | Packaging Box 24V SAVER+ PCU | PKG-XXPB-XXXX-069-01 |  | B Class | Nos | Nos | I-Inventory | RM-Raw Material | Packaging Box 24V SAVER+ PCU | Raw Material | NA | PACKAGING BOX |  | 48191010 | [11 empty] | 1 | 0 | 0 | 1 | [11 empty] | PRINTPACK/ MASSIVE | [5 empty] | N/A | PKG-PB-069-01 | PKG-XXPB-XXXX-069-01
IM00623 | Packaging Box 24V SHINE+ PCU | PKG-XXPB-XXXX-070-01 |  | B Class | Nos | Nos | I-Inventory | RM-Raw Material | Packaging Box 24V SHINE+ PCU | Raw Material | NA | PACKAGING BOX |  | 48191010 | [11 empty] | 1 | 0 | 0 | 1 | [11 empty] | PRINTPACK/ MASSIVE | [5 empty] | N/A | PKG-PB-070-01 | PKG-XXPB-XXXX-070-01
IM00624 | Packaging Box 24V BRAVO ECO HUPS | PKG-XXPB-XXXX-071-01 |  | B Class | Nos | Nos | I-Inventory | RM-Raw Material | Packaging Box 24V BRAVO ECO HUPS | Raw Material | NA | PACKAGING BOX |  | 48191010 | [11 empty] | 1 | 0 | 0 | 1 | [11 empty] | PRINTPACK/ MASSIVE | [5 empty] | N/A | PKG-PB-071-01 | PKG-XXPB-XXXX-071-01
IM00625 | Packaging Box BROWN 205X128X140 | PKG-XXPB-XXXX-072-01 |  | C Class | Nos | Nos | I-Inventory | RM-Raw Material | Packaging Box BROWN 205X128X140 | Raw Material | NA | PACKAGING BOX |  | 48191010 | [11 empty] | 1 | 0 | 0 | 1 | [11 empty] | 0 | [5 empty] | Nepal Card Assembly | PKG-PB-072-01 | PKG-XXPB-XXXX-072-01
IM00626 | Packaging Box 72V/120V Prime MPPT | PKG-XXPB-XXXX-073-01 |  | B Class | Nos | Nos | I-Inventory | RM-Raw Material | Packaging Box 72V/120V Prime MPPT | Raw Material | NA | PACKAGING BOX |  | 48191010 | [11 empty] | 1 | 0 | 0 | 1 | [11 empty] | 0 | [5 empty] | N/A | PKG-PB-073-01 | PKG-XXPB-XXXX-073-01
IM00627 | Packaging Box 12V DC MPPT PCU TEJAS | PKG-XXPB-XXXX-074-01 |  | B Class | Nos | Nos | I-Inventory | RM-Raw Material | Packaging Box 12V DC MPPT PCU TEJAS | Raw Material | NA | PACKAGING BOX |  | 48191010 | [11 empty] | 1 | 0 | 0 | 1 | [11 empty] | 0 | [5 empty] | N/A | PKG-PB-074-01 | PKG-XXPB-XXXX-074-01
IM00628 | Packaging Box 24V TRENDY+ SOLAR PCU | PKG-XXPB-XXXX-075-01 |  | B Class | Nos | Nos | I-Inventory | RM-Raw Material | Packaging Box 24V TRENDY+ SOLAR PCU | Raw Material | NA | PACKAGING BOX |  | 48191010 | [11 empty] | 1 | 0 | 0 | 1 | [11 empty] | 0 | [5 empty] | N/A | PKG-PB-075-01 | PKG-XXPB-XXXX-075-01
IM00629 | Plywood Box 15KVA MPPT (700x485x780mm) | PKG-XXPB-XXXX-076-01 |  | B Class | Nos | Nos | I-Inventory | RM-Raw Material | Plywood Box 15KVA MPPT (700x485x780mm) | Raw Material | NA | PACKAGING BOX |  | 96063090 | [11 empty] | 1 | 0 | 0 | 1 | [11 empty] | 0 | [5 empty] | N/A | PKG-PB-076-01 | PKG-XXPB-XXXX-076-01
IM00630 | Packaging Box BROWN 280X175X100 | PKG-XXPB-XXXX-077-01 |  | C Class | Nos | Nos | I-Inventory | RM-Raw Material | Packaging Box BROWN 280X175X100 | Raw Material | NA | PACKAGING BOX |  | 48191010 | [11 empty] | 1 | 0 | 0 | 1 | [11 empty] | 0 | [5 empty] | N/A | PKG-PB-077-01 | PKG-XXPB-XXXX-077-01
IM00631 | Packaging Box BRAVO+ 500VA | PKG-XXPB-XXXX-078-01 |  | C Class | Nos | Nos | I-Inventory | RM-Raw Material | Packaging Box BRAVO+ 500VA | Raw Material | NA | PACKAGING BOX |  | 48191010 | [11 empty] | 1 | 0 | 0 | 1 | [11 empty] | 0 | [5 empty] | N/A | PKG-PB-078-01 | PKG-XXPB-XXXX-078-01
IM00632 | Packaging Box BRAVO+ 12V | PKG-XXPB-XXXX-079-01 |  | C Class | Nos | Nos | I-Inventory | RM-Raw Material | Packaging Box BRAVO+ 12V | Raw Material | NA | PACKAGING BOX |  | 48191010 | [11 empty] | 1 | 0 | 0 | 1 | [11 empty] | 0 | [5 empty] | N/A | PKG-PB-079-01 | PKG-XXPB-XXXX-079-01
IM00633 | Packaging Box NOVA+ 12V | PKG-XXPB-XXXX-080-01 |  | C Class | Nos | Nos | I-Inventory | RM-Raw Material | Packaging Box NOVA+ 12V | Raw Material | NA | PACKAGING BOX |  | 48191010 | [11 empty] | 1 | 0 | 0 | 1 | [11 empty] | 0 | [5 empty] | N/A | PKG-PB-080-01 | PKG-XXPB-XXXX-080-01
IM00634 | Packing Box 24V POWERLITE HUPS | PKG-XXPB-XXXX-081-01 |  | C Class | Nos | Nos | I-Inventory | RM-Raw Material | Packing Box 24V POWERLITE HUPS | Raw Material | NA | PACKAGING BOX |  | 48191010 | [11 empty] | 1 | 0 | 0 | 1 | [11 empty] | 0 | [5 empty] | N/A | PKG-PB-081-01 | PKG-XXPB-XXXX-081-01
IM00635 | Packaging Box NOVA+ 1050/12V | PKG-XXPB-XXXX-082-01 |  | C Class | Nos | Nos | I-Inventory | RM-Raw Material | Packaging Box NOVA+ 1050/12V | Raw Material | NA | PACKAGING BOX |  | 48191010 | [11 empty] | 1 | 0 | 0 | 1 | [11 empty] | 0 | [5 empty] | N/A | PKG-PB-082-01 | PKG-XXPB-XXXX-082-01
IM00636 | Packaging Box ROCK POWER 12V | PKG-XXPB-XXXX-083-01 |  | C Class | Nos | Nos | I-Inventory | RM-Raw Material | Packaging Box ROCK POWER 12V | Raw Material | NA | PACKAGING BOX |  | 48191010 | [11 empty] | 1 | 0 | 0 | 1 | [11 empty] | 0 | [5 empty] | N/A | PKG-PB-083-01 | PKG-XXPB-XXXX-083-01
IM00637 | Packaging Box ROCK POWER 24V | PKG-XXPB-XXXX-084-01 |  | C Class | Nos | Nos | I-Inventory | RM-Raw Material | Packaging Box ROCK POWER 24V | Raw Material | NA | PACKAGING BOX |  | 48191010 | [11 empty] | 1 | 0 | 0 | 1 | [11 empty] | 0 | [5 empty] | N/A | PKG-PB-084-01 | PKG-XXPB-XXXX-084-01
IM00638 | Packaging Box SAVER 3050VA/24V | PKG-XXPB-XXXX-085-01 |  | C Class | Nos | Nos | I-Inventory | RM-Raw Material | Packaging Box SAVER 3050VA/24V | Raw Material | NA | PACKAGING BOX |  | 48191010 | [11 empty] | 1 | 0 | 0 | 1 | [11 empty] | 0 | [5 empty] | N/A | PKG-PB-085-01 | PKG-XXPB-XXXX-085-01
IM00639 | Packaging Box FALCON STAR 12V | PKG-XXPB-XXXX-086-01 |  | C Class | Nos | Nos | I-Inventory | RM-Raw Material | Packaging Box FALCON STAR 12V | Raw Material | NA | PACKAGING BOX |  | 48191010 | [11 empty] | 1 | 0 | 0 | 1 | [11 empty] | 0 | [5 empty] | N/A | PKG-PB-086-01 | PKG-XXPB-XXXX-086-01
IM00640 | Packaging Box FALCON STAR 24V | PKG-XXPB-XXXX-087-01 |  | C Class | Nos | Nos | I-Inventory | RM-Raw Material | Packaging Box FALCON STAR 24V | Raw Material | NA | PACKAGING BOX |  | 48191010 | [11 empty] | 1 | 0 | 0 | 1 | [11 empty] | 0 | [5 empty] | N/A | PKG-PB-087-01 | PKG-XXPB-XXXX-087-01
IM00641 | Packaging Box 1200VA Proton-S | PKG-XXPR-XXXX-001-01 |  | C Class | Nos | Nos | I-Inventory | RM-Raw Material | Packaging Box 1200VA Proton-S | Raw Material | NA | PACKAGING BOX |  | 48191010 | [11 empty] | 1 | 0 | 0 | 1 | [11 empty] | PRINTPACK/ MASSIVE | [5 empty] | N/A | PKG-PR-001-01 | PKG-XXPR-XXXX-001-01
IM00642 | Packaging Box 1500-2600VA Proton-S | PKG-XXPR-XXXX-002-01 |  | C Class | Nos | Nos | I-Inventory | RM-Raw Material | Packaging Box 1500-2600VA Proton-S | Raw Material | NA | PACKAGING BOX |  | 48191010 | [11 empty] | 1 | 0 | 0 | 1 | [11 empty] | PRINTPACK/ MASSIVE | [5 empty] | N/A | PKG-PR-002-01 | PKG-XXPR-XXXX-002-01
IM00643 | Packaging Box 3500VA Proton-S | PKG-XXPR-XXXX-003-01 |  | C Class | Nos | Nos | I-Inventory | RM-Raw Material | Packaging Box 3500VA Proton-S | Raw Material | NA | PACKAGING BOX |  | 48191010 | [11 empty] | 1 | 0 | 0 | 1 | [11 empty] | 0 | [5 empty] | N/A | PKG-PR-003-01 | PKG-XXPR-XXXX-003-01
IM00644 | Polythene 16"x22" | PKG-XXPT-XXXX-001-01 |  | C Class | Kgs | Kgs | I-Inventory | O-Other | Polythene 16"x22" | CONSUMABLE | NA | CONSUMABLE |  | 32011000 | [11 empty] | 0 | 0 | 0 | 1 | [11 empty] | DYNAMIC PACKAGING | [5 empty] | N/A | PKG-PT-001-01 | PKG-XXPT-XXXX-001-01
IM00645 | polythin 22'x25' 1700VA | PKG-XXPT-XXXX-002-01 |  | C Class | Kgs | Kgs | I-Inventory | O-Other | polythin 22'x25' 1700VA | CONSUMABLE | NA | CONSUMABLE |  | 32011000 | [11 empty] | 0 | 0 | 0 | 1 | [11 empty] | DYNAMIC PACKAGING | [5 empty] | N/A | PKG-PT-002-01 | PKG-XXPT-XXXX-002-01
IM00646 | Polythin 25'X27' 3500VA | PKG-XXPT-XXXX-003-01 |  | C Class | Kgs | Kgs | I-Inventory | O-Other | Polythin 25'X27' 3500VA | CONSUMABLE | NA | CONSUMABLE |  | 32011000 | [11 empty] | 0 | 0 | 0 | 1 | [11 empty] | DYNAMIC PACKAGING | [5 empty] | N/A | PKG-PT-003-01 | PKG-XXPT-XXXX-003-01
IM00647 | Polythin Savior 12V | PKG-XXPT-XXXX-004-01 |  | C Class | Kgs | Kgs | I-Inventory | O-Other | Polythin Savior 12V | CONSUMABLE | NA | CONSUMABLE |  | 32011000 | [11 empty] | 0 | 0 | 0 | 1 | [11 empty] | DYNAMIC PACKAGING | [5 empty] | N/A | PKG-PT-004-01 | PKG-XXPT-XXXX-004-01
IM00648 | Polytheen 2'x3' | PKG-XXPT-XXXX-005-01 |  | C Class | Kgs | Kgs | I-Inventory | O-Other | Polytheen 2'x3' | CONSUMABLE | NA | CONSUMABLE |  | 32011000 | [11 empty] | 0 | 0 | 0 | 1 | [11 empty] | DYNAMIC PACKAGING | [5 empty] | N/A | PKG-PT-005-01 | PKG-XXPT-XXXX-005-01
IM00649 | Polythin 14"X15" | PKG-XXPT-XXXX-006-01 |  | C Class | Kgs | Kgs | I-Inventory | O-Other | Polythin 14"X15" | CONSUMABLE | NA | CONSUMABLE |  | 39239090 | [11 empty] | 0 | 0 | 0 | 1 | [11 empty] | DYNAMIC PACKAGING | [5 empty] | N/A | PKG-PT-006-01 | PKG-XXPT-XXXX-006-01
IM00650 | Polythin 16'x15' | PKG-XXPT-XXXX-007-01 |  | C Class | Nos | Nos | I-Inventory | O-Other | Polythin 16'x15' | CONSUMABLE | NA | CONSUMABLE |  | 39239090 | [11 empty] | 0 | 0 | 0 | 1 | [11 empty] | DYNAMIC PACKAGING | [5 empty] | N/A | PKG-PT-007-01 | PKG-XXPT-XXXX-007-01
IM00651 | Packing Box 900VA/1100VA Raw Power | PKG-XXRP-XXXX-001-01 |  | C Class | Nos | Nos | I-Inventory | RM-Raw Material | Packing Box 900VA/1100VA Raw Power | Raw Material | NA | PACKAGING BOX |  | 48191010 | [11 empty] | 1 | 0 | 0 | 1 | [11 empty] | PRINTPACK/ MASSIVE | [5 empty] | N/A | PKG-RP-001-01 | PKG-XXRP-XXXX-001-01
IM00652 | Packing Box1700VA/2000VA Raw Power | PKG-XXRP-XXXX-002-01 |  | B Class | Nos | Nos | I-Inventory | RM-Raw Material | Packing Box1700VA/2000VA Raw Power | Raw Material | NA | PACKAGING BOX |  | 48191010 | [11 empty] | 1 | 0 | 0 | 1 | [11 empty] | PRINTPACK/ MASSIVE | [5 empty] | N/A | PKG-RP-002-01 | PKG-XXRP-XXXX-002-01
IM00653 | Packing Box 3500VA Raw Power | PKG-XXRP-XXXX-003-01 |  | B Class | Nos | Nos | I-Inventory | RM-Raw Material | Packing Box 3500VA Raw Power | Raw Material | NA | PACKAGING BOX |  | 48191010 | [11 empty] | 1 | 0 | 0 | 1 | [11 empty] | PRINTPACK/ MASSIVE | [5 empty] | N/A | PKG-RP-003-01 | PKG-XXRP-XXXX-003-01
IM00654 | Silica Gel (5Gm Pack) | PKG-XXSG-XXXX-001-01 |  | B Class | Kgs | Kgs | I-Inventory | O-Other | Silica Gel (5Gm Pack) | CONSUMABLE | NA | CONSUMABLE |  | 3824 | [11 empty] | 0 | 0 | 0 | 1 | [11 empty] | DESICANT INDIA PVT. LTD | [5 empty] | N/A | PKG-SG-001-01 | PKG-XXSG-XXXX-001-01
IM00655 | Packaging Thermocol 500VA to 700VA | PKG-XXTH-XXXX-001-01 |  | B Class | Set | Set | I-Inventory | RM-Raw Material | Packaging Thermocol 500VA to 700VA | Raw Material | NA | THERMOCOL |  | 39239090 | [11 empty] | 1 | 0 | 0 | 1 | [11 empty] | FOAM PACK | [5 empty] | N/A | PKG-TH-001-01 | PKG-XXTH-XXXX-001-01
IM00656 | Packaging Thermocol 900VA to 1100VA | PKG-XXTH-XXXX-002-01 |  | B Class | Set | Set | I-Inventory | RM-Raw Material | Packaging Thermocol 900VA to 1100VA | Raw Material | NA | THERMOCOL |  | 39239090 | [11 empty] | 1 | 0 | 0 | 1 | [11 empty] | FOAM PACK | [5 empty] | N/A | PKG-TH-002-01 | PKG-XXTH-XXXX-002-01
IM00657 | Packaging Thermocol 1700VA to 3500VA REV.02 | PKG-XXTH-XXXX-003-02 |  | C Class | Set | Set | I-Inventory | RM-Raw Material | Packaging Thermocol 1700VA to 3500VA REV.02 | Raw Material | NA | THERMOCOL |  | 39239090 | [11 empty] | 1 | 0 | 0 | 1 | [11 empty] | FOAM PACK/SUKHIJA PACKAGING | [5 empty] | N/A | PKG-TH-003-02 | PKG-XXTH-XXXX-003-02
IM00658 | Packaging Thermocol 24V Horizontal | PKG-XXTH-XXXX-004-01 |  | C Class | Set | Set | I-Inventory | RM-Raw Material | Packaging Thermocol 24V Horizontal | Raw Material | NA | THERMOCOL |  | 39239090 | [11 empty] | 1 | 0 | 0 | 1 | [11 empty] | FOAM PACK/SUKHIJA PACKAGING | [5 empty] | N/A | PKG-TH-004-01 | PKG-XXTH-XXXX-004-01
IM00659 | User Manual SCC Savior/Savior+ | PKG-XXUM-XXXX-004-01 |  | C Class | Nos | Nos | I-Inventory | RM-Raw Material | User Manual SCC Savior/Savior+ | Raw Material | NA | USER MANUAL |  | 49011020 | [11 empty] | 1 | 0 | 0 | 1 | [11 empty] | GIRGLA INTERNATIONAL | [5 empty] | N/A | PKG-UM-004-01 | PKG-XXUM-XXXX-004-01
IM00660 | User Manual SCC MPPT Prime+ Rev. 03 | PKG-XXUM-XXXX-005-03 |  | C Class | Nos | Nos | I-Inventory | RM-Raw Material | User Manual SCC MPPT Prime+ Rev. 03 | Raw Material | NA | USER MANUAL |  | 49011020 | [11 empty] | 1 | 0 | 0 | 1 | [11 empty] | GIRGLA INTERNATIONAL | [5 empty] | N/A | PKG-UM-005-03 | PKG-XXUM-XXXX-005-03
IM00661 | User Manual Raw Power Rev. 02 | PKG-XXUM-XXXX-008-02 |  | C Class | Nos | Nos | I-Inventory | RM-Raw Material | User Manual Raw Power Rev. 02 | Raw Material | NA | USER MANUAL |  | 49011020 | [11 empty] | 1 | 0 | 0 | 1 | [11 empty] | GIRGLA INTERNATIONAL | [5 empty] | N/A | PKG-UM-008-02 | PKG-XXUM-XXXX-008-02
IM00662 | USER MANUAL Afriipower REV.02 | PKG-XXUM-XXXX-009-02 |  | C Class | Nos | Nos | I-Inventory | RM-Raw Material | USER MANUAL Afriipower REV.02 | Raw Material | NA | USER MANUAL |  | 49011020 | [11 empty] | 1 | 0 | 0 | 1 | [11 empty] | GIRGLA INTERNATIONAL | [5 empty] | N/A | PKG-UM-009-02 | PKG-XXUM-XXXX-009-02
IM00663 | USER MANUAL SMARU SMU | PKG-XXUM-XXXX-010-01 |  | C Class | Nos | Nos | I-Inventory | RM-Raw Material | USER MANUAL SMARU SMU | Raw Material | NA | USER MANUAL |  | 49011020 | [11 empty] | 1 | 0 | 0 | 1 | [11 empty] | GIRGLA INTERNATIONAL | [5 empty] | N/A | PKG-UM-010-01 | PKG-XXUM-XXXX-010-01
IM00664 | USER MANUAL Smarten Nova | PKG-XXUM-XXXX-011-01 |  | C Class | Nos | Nos | I-Inventory | RM-Raw Material | USER MANUAL Smarten Nova | Raw Material | NA | USER MANUAL |  | 49011020 | [11 empty] | 1 | 0 | 0 | 1 | [11 empty] | GIRGLA INTERNATIONAL | [5 empty] | N/A | PKG-UM-011-01 | PKG-XXUM-XXXX-011-01
IM00665 | USER MANUAL Proton-S REV.02 | PKG-XXUM-XXXX-012-02 |  | C Class | Nos | Nos | I-Inventory | RM-Raw Material | USER MANUAL Proton-S REV.02 | Raw Material | NA | USER MANUAL |  | 49011020 | [11 empty] | 1 | 0 | 0 | 1 | [11 empty] | GIRGLA INTERNATIONAL | [5 empty] | N/A | PKG-UM-012-02 | PKG-XXUM-XXXX-012-02
IM00666 | USER MANUAL COPEX | PKG-XXUM-XXXX-015-01 |  | C Class | Nos | Nos | I-Inventory | RM-Raw Material | USER MANUAL COPEX | Raw Material | NA | USER MANUAL |  | 49011020 | [11 empty] | 1 | 0 | 0 | 1 | [11 empty] | GIRGLA INTERNATIONAL | [5 empty] | N/A | PKG-UM-015-01 | PKG-XXUM-XXXX-015-01
IM00667 | USER MANUAL BK POWER HUPS Rev.02 | PKG-XXUM-XXXX-018-02 |  | C Class | Nos | Nos | I-Inventory | RM-Raw Material | USER MANUAL BK POWER HUPS Rev.02 | Raw Material | NA | USER MANUAL |  | 49011020 | [11 empty] | 1 | 0 | 0 | 1 | [11 empty] | 0 | [5 empty] | N/A | PKG-UM-018-02 | PKG-XXUM-XXXX-018-02
IM00668 | USER MANUAL POWERLITE HUPS Rev.02 | PKG-XXUM-XXXX-020-02 |  | C Class | Nos | Nos | I-Inventory | RM-Raw Material | USER MANUAL POWERLITE HUPS Rev.02 | Raw Material | NA | USER MANUAL |  | 49011020 | [11 empty] | 1 | 0 | 0 | 1 | [11 empty] | GIRGLA INTERNATIONAL | [5 empty] | N/A | PKG-UM-020-02 | PKG-XXUM-XXXX-020-02
IM00669 | USER MANUAL AMS | PKG-XXUM-XXXX-021-01 |  | C Class | Nos | Nos | I-Inventory | RM-Raw Material | USER MANUAL AMS | Raw Material | NA | USER MANUAL |  | 49011020 | [11 empty] | 1 | 0 | 0 | 1 | [11 empty] | GIRGLA INTERNATIONAL | [5 empty] | N/A | PKG-UM-021-01 | PKG-XXUM-XXXX-021-01
IM00670 | USER MANUAL EURO NET | PKG-XXUM-XXXX-022-01 |  | B Class | Nos | Nos | I-Inventory | RM-Raw Material | USER MANUAL EURO NET | Raw Material | NA | USER MANUAL |  | 49011020 | [11 empty] | 1 | 0 | 0 | 1 | [11 empty] | GIRGLA INTERNATIONAL | [5 empty] | N/A | PKG-UM-022-01 | PKG-XXUM-XXXX-022-01
IM00671 | USER MANUAL SMARTEN EXPORT | PKG-XXUM-XXXX-023-01 |  | B Class | Nos | Nos | I-Inventory | RM-Raw Material | USER MANUAL SMARTEN EXPORT | Raw Material | NA | USER MANUAL |  | 49011020 | [11 empty] | 1 | 0 | 0 | 1 | [11 empty] | GIRGLA INTERNATIONAL | [5 empty] | N/A | PKG-UM-023-01 | PKG-XXUM-XXXX-023-01
IM00672 | USER MANUAL SAMSUN | PKG-XXUM-XXXX-024-01 |  | B Class | Nos | Nos | I-Inventory | RM-Raw Material | USER MANUAL SAMSUN | Raw Material | NA | USER MANUAL |  | 49011020 | [11 empty] | 1 | 0 | 0 | 1 | [11 empty] | GIRGLA INTERNATIONAL | [5 empty] | N/A | PKG-UM-024-01 | PKG-XXUM-XXXX-024-01
IM00673 | USER MANUAL NOVA SHINE | PKG-XXUM-XXXX-025-01 |  | B Class | Nos | Nos | I-Inventory | RM-Raw Material | USER MANUAL NOVA SHINE | Raw Material | NA | USER MANUAL |  | 49011020 | [11 empty] | 1 | 0 | 0 | 1 | [11 empty] | GIRGLA INTERNATIONAL | [5 empty] | N/A | PKG-UM-025-01 | PKG-XXUM-XXXX-025-01
IM00674 | USER MANUAL PRIME MPPT | PKG-XXUM-XXXX-026-01 |  | B Class | Nos | Nos | I-Inventory | RM-Raw Material | USER MANUAL PRIME MPPT | Raw Material | NA | USER MANUAL |  | 49011020 | [11 empty] | 1 | 0 | 0 | 1 | [11 empty] | GIRGLA INTERNATIONAL | [5 empty] | N/A | PKG-UM-026-01 | PKG-XXUM-XXXX-026-01
IM00675 | USER MANUAL TEJAS DC MPPT | PKG-XXUM-XXXX-027-01 |  | B Class | Nos | Nos | I-Inventory | RM-Raw Material | USER MANUAL TEJAS DC MPPT | Raw Material | NA | USER MANUAL |  | 49011020 | [11 empty] | 1 | 0 | 0 | 1 | [11 empty] | GIRGLA INTERNATIONAL | [5 empty] | N/A | PKG-UM-027-01 | PKG-XXUM-XXXX-027-01
IM00676 | USER MANUAL SMARTEN DOMESTIC SNT | PKG-XXUM-XXXX-028-01 |  | B Class | Nos | Nos | I-Inventory | RM-Raw Material | USER MANUAL SMARTEN DOMESTIC SNT | Raw Material | NA | USER MANUAL |  | 49011020 | [11 empty] | 1 | 0 | 0 | 1 | [11 empty] | GIRGLA INTERNATIONAL | [5 empty] | N/A | PKG-UM-028-01 | PKG-XXUM-XXXX-028-01
IM00677 | USER MANUAL SMARTEN DOMESTIC | PKG-XXUM-XXXX-029-01 |  | B Class | Nos | Nos | I-Inventory | RM-Raw Material | USER MANUAL SMARTEN DOMESTIC | Raw Material | NA | USER MANUAL |  | 49011020 | [11 empty] | 1 | 0 | 0 | 1 | [11 empty] | GIRGLA INTERNATIONAL | [5 empty] | N/A | PKG-UM-029-01 | PKG-XXUM-XXXX-029-01
IM00678 | USER MANUAL ROCK POWER | PKG-XXUM-XXXX-030-01 |  | B Class | Nos | Nos | I-Inventory | RM-Raw Material | USER MANUAL ROCK POWER | Raw Material | NA | USER MANUAL |  | 49011020 | [11 empty] | 1 | 0 | 0 | 1 | [11 empty] | GIRGLA INTERNATIONAL | [5 empty] | N/A | PKG-UM-030-01 | PKG-XXUM-XXXX-030-01
IM00679 | USER MANUAL FALCON STAR | PKG-XXUM-XXXX-031-01 |  | B Class | Nos | Nos | I-Inventory | RM-Raw Material | USER MANUAL FALCON STAR | Raw Material | NA | USER MANUAL |  | 49011020 | [11 empty] | 1 | 0 | 0 | 1 | [11 empty] | GIRGLA INTERNATIONAL | [5 empty] | N/A | PKG-UM-031-01 | PKG-XXUM-XXXX-031-01
IM00680 | 3 Pin,16Amp. Plug | PLG-XXIP-XXXX-001-01 |  | B Class | Nos | Nos | I-Inventory | RM-Raw Material | 3 Pin,16Amp. Plug | Raw Material | NA | PLUG |  | 85369090 | [11 empty] | 1 | 0 | 0 | 1 | [11 empty] | HAVELLS/CONA | [5 empty] | CM/L9391894/CM/L2875780 | PLG-IP-001-01 | PLG-XXIP-XXXX-001-01
IM00681 | Resistance 4k7 ,20Watt | RES-X4K7-XXXX-001-01 |  | B Class | Nos | Nos | I-Inventory | RM-Raw Material | Resistance 4k7 ,20Watt | Raw Material | NA | RESISTOR |  | 8533 | [11 empty] | 1 | 0 | 0 | 1 | [11 empty] | STEAD | [5 empty] | N/A | RES-4K7-001-01 | RES-X4K7-XXXX-001-01
IM00682 | MOV S20K460 | RES-XXMV-XXXX-001-01 |  | B Class | Nos | Nos | I-Inventory | RM-Raw Material | MOV S20K460 | Raw Material | NA | RESISTOR |  | 85334090 | [11 empty] | 1 | 0 | 0 | 1 | [11 empty] | LITTLE FUSE/ SAMWAH/ EPCOS | [5 empty] | P460L40W/SVC751-20/S20K460 | RES-MV-001-01 | RES-XXMV-XXXX-001-01
IM00683 | HTR Shunt Resistor 0.5m ohm | RES-XXSH-XXXX-001-01 |  | B Class | Nos | Nos | I-Inventory | RM-Raw Material | HTR Shunt Resistor 0.5m ohm | Raw Material | NA | RESISTOR |  | 85333990 | [11 empty] | 1 | 0 | 0 | 1 | [11 empty] | HTR | [5 empty] | HEE7WFR0005F | RES-SH-001-01 | RES-XXSH-XXXX-001-01
IM00684 | SCR SKKT 163 | SCR-XXMD-XXXX-001-01 |  | B Class | Nos | Nos | I-Inventory | RM-Raw Material | SCR SKKT 163 | Raw Material | NA | SCR |  | 85415000 | [11 empty] | 1 | 0 | 0 | 1 | [11 empty] | IR/SEMIKRON/IXYS | [5 empty] | TT190N16SOF/MCC162-16I01 | SCR-MD-001-01 | SCR-XXMD-XXXX-001-01
IM00685 | SCR | SCR-XXSP-XXXX-001-01 |  | B Class | Nos | Nos | I-Inventory | RM-Raw Material | SCR | Raw Material | NA | SPARE PART |  | 85415000 | [11 empty] | 1 | 0 | 0 | 1 | [11 empty] | 0 | [5 empty] | N/A | SCR-SP-001-01 | SCR-XXSP-XXXX-001-01
IM00686 | Heatshrink Sleeve 2.5mm(Black) | SLV-XXHS-XXXX-001-01 |  | C Class | Mtr | Mtr | I-Inventory | O-Other | Heatshrink Sleeve 2.5mm(Black) | CONSUMABLE | NA | CONSUMABLE |  | 85469010 | [11 empty] | 0 | 0 | 0 | 1 | [11 empty] | PS ENTP | [5 empty] | N/A | SLV-HS-001-01 | SLV-XXHS-XXXX-001-01
IM00687 | Heat shrink Sleeve 10mm(Red) | SLV-XXHS-XXXX-002-01 |  | B Class | Mtr | Mtr | I-Inventory | O-Other | Heat shrink Sleeve 10mm(Red) | CONSUMABLE | NA | CONSUMABLE |  | 85469010 | [11 empty] | 0 | 0 | 0 | 1 | [11 empty] | PS ENTP | [5 empty] | N/A | SLV-HS-002-01 | SLV-XXHS-XXXX-002-01
IM00688 | Heat shrink Sleeve 10mm(Black) | SLV-XXHS-XXXX-003-01 |  | B Class | Mtr | Mtr | I-Inventory | O-Other | Heat shrink Sleeve 10mm(Black) | CONSUMABLE | NA | CONSUMABLE |  | 85469010 | [11 empty] | 0 | 0 | 0 | 1 | [11 empty] | PS ENTP | [5 empty] | N/A | SLV-HS-003-01 | SLV-XXHS-XXXX-003-01
IM00689 | Heat shrink Sleeve 16mm(Black) | SLV-XXHS-XXXX-004-01 |  | B Class | Mtr | Mtr | I-Inventory | O-Other | Heat shrink Sleeve 16mm(Black) | CONSUMABLE | NA | CONSUMABLE |  | 85469010 | [11 empty] | 0 | 0 | 0 | 1 | [11 empty] | PS ENTP | [5 empty] | N/A | SLV-HS-004-01 | SLV-XXHS-XXXX-004-01
IM00690 | Heat shrink Sleeve 16mm Red | SLV-XXHS-XXXX-005-01 |  | B Class | Mtr | Mtr | I-Inventory | O-Other | Heat shrink Sleeve 16mm Red | CONSUMABLE | NA | CONSUMABLE |  | 85469010 | [11 empty] | 0 | 0 | 0 | 1 | [11 empty] | PS ENTP | [5 empty] | N/A | SLV-HS-005-01 | SLV-XXHS-XXXX-005-01
IM00691 | Heat shrink Sleeve 8mm (Red) | SLV-XXHS-XXXX-006-01 |  | B Class | Mtr | Mtr | I-Inventory | O-Other | Heat shrink Sleeve 8mm (Red) | CONSUMABLE | NA | CONSUMABLE |  | 85469010 | [11 empty] | 0 | 0 | 0 | 1 | [11 empty] | 0 | [5 empty] | N/A | SLV-HS-006-01 | SLV-XXHS-XXXX-006-01
IM00692 | Heat shrink Sleeve 8mm (Black) | SLV-XXHS-XXXX-007-01 |  | B Class | Mtr | Mtr | I-Inventory | O-Other | Heat shrink Sleeve 8mm (Black) | CONSUMABLE | NA | CONSUMABLE |  | 85469010 | [11 empty] | 0 | 0 | 0 | 1 | [11 empty] | 0 | [5 empty] | N/A | SLV-HS-007-01 | SLV-XXHS-XXXX-007-01
IM00693 | Heat shrink Sleeve 12mm (RED) | SLV-XXHS-XXXX-008-01 |  | B Class | Mtr | Mtr | I-Inventory | O-Other | Heat shrink Sleeve 12mm (RED) | CONSUMABLE | NA | CONSUMABLE |  | 85469010 | [11 empty] | 0 | 0 | 0 | 1 | [11 empty] | WOER | [5 empty] | N/A | SLV-HS-008-01 | SLV-XXHS-XXXX-008-01
IM00694 | Heat shrink Sleeve 12mm (Black) | SLV-XXHS-XXXX-009-01 |  | B Class | Mtr | Mtr | I-Inventory | O-Other | Heat shrink Sleeve 12mm (Black) | CONSUMABLE | NA | CONSUMABLE |  | 85469010 | [11 empty] | 0 | 0 | 0 | 1 | [11 empty] | 0 | [5 empty] | N/A | SLV-HS-009-01 | SLV-XXHS-XXXX-009-01
IM00695 | Heat shrink Sleeve 11mm (RED) | SLV-XXHS-XXXX-010-01 |  | B Class | Mtr | Mtr | I-Inventory | O-Other | Heat shrink Sleeve 11mm (RED) | CONSUMABLE | NA | CONSUMABLE |  | 85469010 | [11 empty] | 0 | 0 | 0 | 1 | [11 empty] | 0 | [5 empty] | N/A | SLV-HS-010-01 | SLV-XXHS-XXXX-010-01
IM00696 | Heat shrink Sleeve 100mm | SLV-XXHS-XXXX-011-01 |  | B Class | Mtr | Mtr | I-Inventory | O-Other | Heat shrink Sleeve 100mm | CONSUMABLE | NA | CONSUMABLE |  | 85469010 | [11 empty] | 0 | 0 | 0 | 1 | [11 empty] | 0 | [5 empty] | N/A | SLV-HS-011-01 | SLV-XXHS-XXXX-011-01
IM00697 | Heat shrink Sleeve 35mm | SLV-XXHS-XXXX-012-01 |  | B Class | Mtr | Mtr | I-Inventory | O-Other | Heat shrink Sleeve 35mm | CONSUMABLE | NA | CONSUMABLE |  | 85469010 | [11 empty] | 0 | 0 | 0 | 1 | [11 empty] | 0 | [5 empty] | N/A | SLV-HS-012-01 | SLV-XXHS-XXXX-012-01
IM00698 | Heat shrink Sleeve 80mm | SLV-XXHS-XXXX-013-01 |  | B Class | Mtr | Mtr | I-Inventory | O-Other | Heat shrink Sleeve 80mm | CONSUMABLE | NA | CONSUMABLE |  | 85469010 | [11 empty] | 0 | 0 | 0 | 1 | [11 empty] | 0 | [5 empty] | N/A | SLV-HS-013-01 | SLV-XXHS-XXXX-013-01
IM00699 | Fiber Glass Sleeve 7mm F Class | SLV-XXHS-XXXX-014-01 |  | B Class | Mtr | Mtr | I-Inventory | O-Other | Fiber Glass Sleeve 7mm F Class | CONSUMABLE | NA | CONSUMABLE |  | 85469010 | [11 empty] | 0 | 0 | 0 | 1 | [11 empty] | 0 | [5 empty] | N/A | SLV-HS-014-01 | SLV-XXHS-XXXX-014-01
IM00700 | Fiber Glass Sleeve 8mm F Class | SLV-XXHS-XXXX-015-01 |  | B Class | Mtr | Mtr | I-Inventory | O-Other | Fiber Glass Sleeve 8mm F Class | CONSUMABLE | NA | CONSUMABLE |  | 85469010 | [11 empty] | 0 | 0 | 0 | 1 | [11 empty] | 0 | [5 empty] | N/A | SLV-HS-015-01 | SLV-XXHS-XXXX-015-01
IM00701 | Fiber Glass Sleeve 1mm Red F Class | SLV-XXHS-XXXX-016-01 |  | B Class | Mtr | Mtr | I-Inventory | O-Other | Fiber Glass Sleeve 1mm Red F Class | CONSUMABLE | NA | CONSUMABLE |  | 85469010 | [11 empty] | 0 | 0 | 0 | 1 | [11 empty] | 0 | [5 empty] | N/A | SLV-HS-016-01 | SLV-XXHS-XXXX-016-01
IM00702 | Fiber Glass Sleeve 1mm Black F Class | SLV-XXHS-XXXX-017-01 |  | B Class | Mtr | Mtr | I-Inventory | O-Other | Fiber Glass Sleeve 1mm Black F Class | CONSUMABLE | NA | CONSUMABLE |  | 85469010 | [11 empty] | 0 | 0 | 0 | 1 | [11 empty] | 0 | [5 empty] | N/A | SLV-HS-017-01 | SLV-XXHS-XXXX-017-01
IM00703 | Fiber Glass Sleeve 1mm White F Class | SLV-XXHS-XXXX-018-01 |  | B Class | Mtr | Mtr | I-Inventory | O-Other | Fiber Glass Sleeve 1mm White F Class | CONSUMABLE | NA | CONSUMABLE |  | 85469010 | [11 empty] | 0 | 0 | 0 | 1 | [11 empty] | 0 | [5 empty] | N/A | SLV-HS-018-01 | SLV-XXHS-XXXX-018-01
IM00704 | Fiber Glass Sleeve 2mm Red F Class | SLV-XXHS-XXXX-019-01 |  | B Class | Mtr | Mtr | I-Inventory | O-Other | Fiber Glass Sleeve 2mm Red F Class | CONSUMABLE | NA | CONSUMABLE |  | 85469010 | [11 empty] | 0 | 0 | 0 | 1 | [11 empty] | 0 | [5 empty] | N/A | SLV-HS-019-01 | SLV-XXHS-XXXX-019-01
IM00705 | Fiber Glass Sleeve 2mm Black F Class | SLV-XXHS-XXXX-020-01 |  | B Class | Mtr | Mtr | I-Inventory | O-Other | Fiber Glass Sleeve 2mm Black F Class | CONSUMABLE | NA | CONSUMABLE |  | 85469010 | [11 empty] | 0 | 0 | 0 | 1 | [11 empty] | 0 | [5 empty] | N/A | SLV-HS-020-01 | SLV-XXHS-XXXX-020-01
IM00706 | Fiber Glass Sleeve 2mm White F Class | SLV-XXHS-XXXX-021-01 |  | B Class | Mtr | Mtr | I-Inventory | O-Other | Fiber Glass Sleeve 2mm White F Class | CONSUMABLE | NA | CONSUMABLE |  | 85469010 | [11 empty] | 0 | 0 | 0 | 1 | [11 empty] | 0 | [5 empty] | N/A | SLV-HS-021-01 | SLV-XXHS-XXXX-021-01
IM00707 | Fiber Glass Sleeve 6mm White F Class | SLV-XXHS-XXXX-022-01 |  | B Class | Mtr | Mtr | I-Inventory | O-Other | Fiber Glass Sleeve 6mm White F Class | CONSUMABLE | NA | CONSUMABLE |  | 85469010 | [11 empty] | 0 | 0 | 0 | 1 | [11 empty] | 0 | [5 empty] | N/A | SLV-HS-022-01 | SLV-XXHS-XXXX-022-01
IM00708 | Fiber Glass Sleeve 7mm White F Class | SLV-XXHS-XXXX-023-01 |  | B Class | Mtr | Mtr | I-Inventory | O-Other | Fiber Glass Sleeve 7mm White F Class | CONSUMABLE | NA | CONSUMABLE |  | 85469010 | [11 empty] | 0 | 0 | 0 | 1 | [11 empty] | 0 | [5 empty] | N/A | SLV-HS-023-01 | SLV-XXHS-XXXX-023-01
IM00709 | Fiber Glass Sleeve 8mm White F Class | SLV-XXHS-XXXX-024-01 |  | B Class | Mtr | Mtr | I-Inventory | O-Other | Fiber Glass Sleeve 8mm White F Class | CONSUMABLE | NA | CONSUMABLE |  | 85469010 | [11 empty] | 0 | 0 | 0 | 1 | [11 empty] | 0 | [5 empty] | N/A | SLV-HS-024-01 | SLV-XXHS-XXXX-024-01
IM00710 | Output Socket 15A/250VAC;6Pin;Press Fit Type | SOC-XXOT-XXXX-001-01 |  | B Class | Nos | Nos | I-Inventory | RM-Raw Material | Output Socket 15A/250VAC;6Pin;Press Fit Type | Raw Material | NA | SOCKET |  | 85369090 | [11 empty] | 1 | 0 | 0 | 1 | [11 empty] | ELCOM | [5 empty] | EMO-61-X | SOC-OT-001-01 | SOC-XXOT-XXXX-001-01
IM00711 | Output Socket 10A/13A/250VAC;6Pin; Universal | SOC-XXOT-XXXX-002-01 |  | B Class | Nos | Nos | I-Inventory | RM-Raw Material | Output Socket 10A/13A/250VAC;6Pin; Universal | Raw Material | NA | SOCKET |  | 85369090 | [11 empty] | 1 | 0 | 0 | 1 | [11 empty] | GLORIOUS | [5 empty] | N/A | SOC-OT-002-01 | SOC-XXOT-XXXX-002-01
IM00712 | Push Button | SWT-XXPB-XXXX-001-01 |  | B Class | Nos | Nos | I-Inventory | RM-Raw Material | Push Button | Raw Material | NA | PUSH BUTTON |  | 85446020 | [11 empty] | 1 | 0 | 0 | 1 | [11 empty] | LOCAL MARKET | [5 empty] | N/A | SWT-PB-001-01 | SWT-XXPB-XXXX-001-01
IM00713 | Switch 5A on/off | SWT-XXPW-XXXX-001-01 |  | B Class | Nos | Nos | I-Inventory | RM-Raw Material | Switch 5A on/off | Raw Material | NA | SWITCH |  | 85369090 | [11 empty] | 1 | 0 | 0 | 1 | [11 empty] | PS ENTP/MAAN/ELCON | [5 empty] | N/A | SWT-PW-001-01 | SWT-XXPW-XXXX-001-01
IM00714 | Switch RSF-11 BLACK;1.5A-2A/250VAC,Rocker Switch | SWT-XXRC-XXXX-001-01 |  | B Class | Nos | Nos | I-Inventory | RM-Raw Material | Switch RSF-11 BLACK;1.5A-2A/250VAC,Rocker Switch | Raw Material | NA | SWITCH |  | 85361010 | [11 empty] | 1 | 0 | 0 | 1 | [11 empty] | ASTRON | [5 empty] | AS-502 | SWT-RC-001-01 | SWT-XXRC-XXXX-001-01
IM00715 | Rocker Switch Dummy | SWT-XXRC-XXXX-002-01 |  | B Class | Nos | Nos | I-Inventory | RM-Raw Material | Rocker Switch Dummy | Raw Material | NA | SWITCH |  | 85361010 | [11 empty] | 1 | 0 | 0 | 1 | [11 empty] | ASTRON | [5 empty] | N/A | SWT-RC-002-01 | SWT-XXRC-XXXX-002-01
IM00716 | Rotary Switch 1pole 2way with off 32Amp | SWT-XXRT-XXXX-001-01 |  | B Class | Nos | Nos | I-Inventory | RM-Raw Material | Rotary Switch 1pole 2way with off 32Amp | Raw Material | NA | SWITCH |  | 85361020 | [11 empty] | 1 | 0 | 0 | 1 | [11 empty] | TEKMEC | [5 empty] | TG-225C | SWT-RT-001-01 | SWT-XXRT-XXXX-001-01
IM00717 | Rotary Switch 1pole 2way with off 63Amp | SWT-XXRT-XXXX-002-01 |  | B Class | Nos | Nos | I-Inventory | RM-Raw Material | Rotary Switch 1pole 2way with off 63Amp | Raw Material | NA | SWITCH |  | 85361020 | [11 empty] | 1 | 0 | 0 | 1 | [11 empty] | TEKMEC/TELERGON | [5 empty] | TG151/T400 | SWT-RT-002-01 | SWT-XXRT-XXXX-002-01
IM00718 | Rotary Switch 1pole 2way with off 16Amp | SWT-XXRT-XXXX-003-01 |  | B Class | Nos | Nos | I-Inventory | RM-Raw Material | Rotary Switch 1pole 2way with off 16Amp | Raw Material | NA | SWITCH |  | 85361020 | [11 empty] | 1 | 0 | 0 | 1 | [11 empty] | TEKMEC | [5 empty] | N/A | SWT-RT-003-01 | SWT-XXRT-XXXX-003-01
IM00719 | Rotary Switch 6pole 2way with off 63Amp | SWT-XXRT-XXXX-005-01 |  | B Class | Nos | Nos | I-Inventory | RM-Raw Material | Rotary Switch 6pole 2way with off 63Amp | Raw Material | NA | SWITCH |  | 85361020 | [11 empty] | 1 | 0 | 0 | 1 | [11 empty] | TEKMEC | [5 empty] | TG/56 | SWT-RT-005-01 | SWT-XXRT-XXXX-005-01
IM00720 | Toggle Switch 20Amp. | SWT-XXTG-XXXX-001-01 |  | B Class | Nos | Nos | I-Inventory | RM-Raw Material | Toggle Switch 20Amp. | Raw Material | NA | SWITCH |  | 85361020 | [11 empty] | 1 | 0 | 0 | 1 | [11 empty] | HSD | [5 empty] | TS-2013 | SWT-TG-001-01 | SWT-XXTG-XXXX-001-01
IM00721 | Terminal Block HT-3 /30amp | TEB-XXHT-XXXX-001-01 |  | B Class | Nos | Nos | I-Inventory | RM-Raw Material | Terminal Block HT-3 /30amp | Raw Material | NA | TERMINAL BLOCK |  | 85369090 | [11 empty] | 1 | 0 | 0 | 1 | [11 empty] | GLORIOUS/PRASHANT ELECTRIC | [5 empty] | N/A | TEB-HT-001-01 | TEB-XXHT-XXXX-001-01
IM00722 | Terminal HT-2/30A | TEB-XXHT-XXXX-002-01 |  | B Class | Nos | Nos | I-Inventory | RM-Raw Material | Terminal HT-2/30A | Raw Material | NA | TERMINAL BLOCK |  | 85369090 | [11 empty] | 1 | 0 | 0 | 1 | [11 empty] | TECKSHUN /LOCAL MARKET | [5 empty] | N/A | TEB-HT-002-01 | TEB-XXHT-XXXX-002-01
IM00723 | Terminal Block HT-2 /60amp | TEB-XXHT-XXXX-003-01 |  | B Class | Nos | Nos | I-Inventory | RM-Raw Material | Terminal Block HT-2 /60amp | Raw Material | NA | TERMINAL BLOCK |  | 85369090 | [11 empty] | 1 | 0 | 0 | 1 | [11 empty] | GLORIOUS/HILINE POLY | [5 empty] | N/A | TEB-HT-003-01 | TEB-XXHT-XXXX-003-01
IM00724 | Terminal Block HT-3; 60A/250VAC | TEB-XXHT-XXXX-004-01 |  | B Class | Nos | Nos | I-Inventory | RM-Raw Material | Terminal Block HT-3; 60A/250VAC | Raw Material | NA | TERMINAL BLOCK |  | 85369090 | [11 empty] | 1 | 0 | 0 | 1 | [11 empty] | GLORIOUS/HILINE POLY | [5 empty] | N/A | TEB-HT-004-01 | TEB-XXHT-XXXX-004-01
IM00725 | Terminal HT-4/30A | TEB-XXHT-XXXX-005-01 |  | B Class | Nos | Nos | I-Inventory | RM-Raw Material | Terminal HT-4/30A | Raw Material | NA | TERMINAL BLOCK |  | 85369090 | [11 empty] | 1 | 0 | 0 | 1 | [11 empty] | HILINE POLY | [5 empty] | N/A | TEB-HT-005-01 | TEB-XXHT-XXXX-005-01
IM00726 | Teflon Sheet(POLYESTER FILM ) | TEF-XXSH-XXXX-001-02 |  | B Class | Rol | Rol | I-Inventory | O-Other | Teflon Sheet(POLYESTER FILM ) | CONSUMABLE | NA | CONSUMABLE |  | 85446020 | [11 empty] | 0 | 0 | 0 | 1 | [11 empty] | 0 | [5 empty] | N/A | TEF-SH-001-02 | TEF-XXSH-XXXX-001-02
IM00727 | Teflon Sheet [POLYESTER FILM 180 x 100 x (0.15 - 0.5mm)] | TEF-XXSH-XXXX-002-01 |  | B Class | Nos | Nos | I-Inventory | O-Other | Teflon Sheet [POLYESTER FILM 180 x 100 x (0.15 - 0.5mm)] | CONSUMABLE | NA | CONSUMABLE |  | 85446020 | [11 empty] | 0 | 0 | 0 | 1 | [11 empty] | 0 | [5 empty] | N/A | TEF-SH-002-01 | TEF-XXSH-XXXX-002-01
IM00728 | Thimble10mm | THM-XXCU-XXXX-001-01 |  | B Class | Nos | Nos | I-Inventory | RM-Raw Material | Thimble10mm | Raw Material | NA | THIMBLE |  | 85366990 | [11 empty] | 1 | 0 | 0 | 1 | [11 empty] | ENER/3D/MG | [5 empty] | (3D10-6)/MGR7120 | THM-CU-001-01 | THM-XXCU-XXXX-001-01
IM00729 | Thimble16mm | THM-XXCU-XXXX-002-01 |  | B Class | Nos | Nos | I-Inventory | RM-Raw Material | Thimble16mm | Raw Material | NA | THIMBLE |  | 85366990 | [11 empty] | 1 | 0 | 0 | 1 | [11 empty] | ENER/3D/MG | [5 empty] | (ACUS 08)/MGR7029 | THM-CU-002-01 | THM-XXCU-XXXX-002-01
IM00730 | Thimble25mm | THM-XXCU-XXXX-003-01 |  | B Class | Nos | Nos | I-Inventory | RM-Raw Material | Thimble25mm | Raw Material | NA | THIMBLE |  | 85366990 | [11 empty] | 1 | 0 | 0 | 1 | [11 empty] | ENER/3D/MG | [5 empty] | (ACUS 282)/MGR2665 | THM-CU-003-01 | THM-XXCU-XXXX-003-01
IM00731 | AC Power Cord 250VAC/ 0.50sq.mm without top; L=1.5m(Black) | WIR-XXAC-XXXX-001-01 |  | B Class | Nos | Nos | I-Inventory | RM-Raw Material | AC Power Cord 250VAC/ 0.50sq.mm without top; L=1.5m(Black) | Raw Material | NA | MAINS WIRE |  | 85444190 | [11 empty] | 1 | 0 | 0 | 1 | [11 empty] | GAURAV INDUSTRIES/GEO POWER CABLES | [5 empty] | N/A | WIR-AC-001-01 | WIR-XXAC-XXXX-001-01
IM00732 | AC Power Cord 250VAC/0.75sq.mm without top; L=1.5m(Black) | WIR-XXAC-XXXX-002-01 |  | B Class | Nos | Nos | I-Inventory | RM-Raw Material | AC Power Cord 250VAC/0.75sq.mm without top; L=1.5m(Black) | Raw Material | NA | MAINS WIRE |  | 85444190 | [11 empty] | 1 | 0 | 0 | 1 | [11 empty] | GAURAV INDUSTRIES/GEO POWER CABLES | [5 empty] | N/A | WIR-AC-002-01 | WIR-XXAC-XXXX-002-01
IM00733 | AC Power Cord 250VAC/1sq.mm without top; L=1.5m(Black) | WIR-XXAC-XXXX-003-01 |  | B Class | Nos | Nos | I-Inventory | RM-Raw Material | AC Power Cord 250VAC/1sq.mm without top; L=1.5m(Black) | Raw Material | NA | MAINS WIRE |  | 85444190 | [11 empty] | 1 | 0 | 0 | 1 | [11 empty] | GAURAV INDUSTRIES/GEO POWER CABLES | [5 empty] | N/A | WIR-AC-003-01 | WIR-XXAC-XXXX-003-01
IM00734 | AC Power Cord 250VAC/2.5sq.mm without top; L=1.5m(Black) | WIR-XXAC-XXXX-004-01 |  | B Class | Nos | Nos | I-Inventory | RM-Raw Material | AC Power Cord 250VAC/2.5sq.mm without top; L=1.5m(Black) | Raw Material | NA | MAINS WIRE |  | 85444190 | [11 empty] | 1 | 0 | 0 | 1 | [11 empty] | GAURAV INDUSTRIES/GEO POWER CABLES | [5 empty] | N/A | WIR-AC-004-01 | WIR-XXAC-XXXX-004-01
IM00735 | AC Power Cord 250VAC/1sq.mm with 10Amp. Top; L=1.5m(Black) | WIR-XXAC-XXXX-005-01 |  | B Class | Nos | Nos | I-Inventory | RM-Raw Material | AC Power Cord 250VAC/1sq.mm with 10Amp. Top; L=1.5m(Black) | Raw Material | NA | MAINS WIRE |  | 85444190 | [11 empty] | 1 | 0 | 0 | 1 | [11 empty] | GEOPOWER | [5 empty] | N/A | WIR-AC-005-01 | WIR-XXAC-XXXX-005-01
IM00736 | AC Power Cord 250VAC/1sq.mm with 16Amp. Top; L=1.5m(Black) | WIR-XXAC-XXXX-006-01 |  | B Class | Nos | Nos | I-Inventory | RM-Raw Material | AC Power Cord 250VAC/1sq.mm with 16Amp. Top; L=1.5m(Black) | Raw Material | NA | MAINS WIRE |  | 85444190 | [11 empty] | 1 | 0 | 0 | 1 | [11 empty] | GEOPOWER | [5 empty] | N/A | WIR-AC-006-01 | WIR-XXAC-XXXX-006-01
IM00737 | AC Power Cord 250VAC/1.5sq.mm with 16Amp. Top; L=1.5m(Black) | WIR-XXAC-XXXX-007-01 |  | B Class | Nos | Nos | I-Inventory | RM-Raw Material | AC Power Cord 250VAC/1.5sq.mm with 16Amp. Top; L=1.5m(Black) | Raw Material | NA | MAINS WIRE |  | 85444190 | [11 empty] | 1 | 0 | 0 | 1 | [11 empty] | 0 | [5 empty] | N/A | WIR-AC-007-01 | WIR-XXAC-XXXX-007-01
IM00738 | AC Power Cord 250VAC/1.5sq.mm without Top; L=1.5m(Black) | WIR-XXAC-XXXX-008-01 |  | B Class | Nos | Nos | I-Inventory | RM-Raw Material | AC Power Cord 250VAC/1.5sq.mm without Top; L=1.5m(Black) | Raw Material | NA | MAINS WIRE |  | 85444190 | [11 empty] | 1 | 0 | 0 | 1 | [11 empty] | 0 | [5 empty] | N/A | WIR-AC-008-01 | WIR-XXAC-XXXX-008-01
IM00739 | WR-CAB 1.27mm Ribbon Flat Cable,10 pins | WIR-XXRB-XXXX-001-01 |  | B Class | Nos | Nos | I-Inventory | RM-Raw Material | WR-CAB 1.27mm Ribbon Flat Cable,10 pins | Raw Material | NA | MAINS WIRE |  | 85444190 | [11 empty] | 1 | 0 | 0 | 1 | [11 empty] | 0 | [5 empty] | N/A | WIR-RB-001 | WIR-XXRB-XXXX-001-01
IM00740 | SAVIOR+ 12V/24V WIRE HARNESS BOM | WIR-XXHS-XXXX-002-01 |  | B Class | Set | Set | I-Inventory | RM-Raw Material | SAVIOR+ 12V/24V WIRE HARNESS BOM | Raw Material | NA | WIRE HARNESS |  | 85444292 | [11 empty] | 1 | 0 | 0 | 1 | [11 empty] | SK/SPECTRA | [5 empty] | N/A | WIR-HS-002-01 | WIR-XXHS-XXXX-002-01
IM00741 | PRIME 12-24V/30A WIRE HARNESS BOM | WIR-XXHS-XXXX-003-01 |  | B Class | Set | Set | I-Inventory | RM-Raw Material | PRIME 12-24V/30A WIRE HARNESS BOM | Raw Material | NA | WIRE HARNESS |  | 85444292 | [11 empty] | 1 | 0 | 0 | 1 | [11 empty] | SK/SPECTRA | [5 empty] | N/A | WIR-HS-003-01 | WIR-XXHS-XXXX-003-01
IM00742 | BOOM 700VA WIRE HARNESS BOM | WIR-XXHS-XXXX-004-01 |  | B Class | Set | Set | I-Inventory | RM-Raw Material | BOOM 700VA WIRE HARNESS BOM | Raw Material | NA | WIRE HARNESS |  | 85444292 | [11 empty] | 1 | 0 | 0 | 1 | [11 empty] | SK/SPECTRA | [5 empty] | N/A | WIR-HS-004-01 | WIR-XXHS-XXXX-004-01
IM00743 | BOOM 900VA WIRE HARNESS BOM new | WIR-XXHS-XXXX-005-02 |  | B Class | Set | Set | I-Inventory | RM-Raw Material | BOOM 900VA WIRE HARNESS BOM new | Raw Material | NA | WIRE HARNESS |  | 85444292 | [11 empty] | 1 | 0 | 0 | 1 | [11 empty] | SK/SPECTRA | [5 empty] | N/A | WIR-HS-005-02 | WIR-XXHS-XXXX-005-02
IM00744 | BOOM 1100VA WIRE HARNESS BOM new | WIR-XXHS-XXXX-006-02 |  | B Class | Set | Set | I-Inventory | RM-Raw Material | BOOM 1100VA WIRE HARNESS BOM new | Raw Material | NA | WIRE HARNESS |  | 85444292 | [11 empty] | 1 | 0 | 0 | 1 | [11 empty] | SK/SPECTRA | [5 empty] | N/A | WIR-HS-006-02 | WIR-XXHS-XXXX-006-02
IM00745 | BOOM 2000VA WIRE HARNESS BOM REV.02 | WIR-XXHS-XXXX-007-01 |  | B Class | Set | Set | I-Inventory | RM-Raw Material | BOOM 2000VA WIRE HARNESS BOM REV.02 | Raw Material | NA | WIRE HARNESS |  | 85444292 | [11 empty] | 1 | 0 | 0 | 1 | [11 empty] | SK/SPECTRA | [5 empty] | N/A | WIR-HS-007-01 | WIR-XXHS-XXXX-007-01
IM00746 | SAVER 700VA WIRE HARNESS BOM New | WIR-XXHS-XXXX-008-02 |  | B Class | Set | Set | I-Inventory | RM-Raw Material | SAVER 700VA WIRE HARNESS BOM New | Raw Material | NA | WIRE HARNESS |  | 85444292 | [11 empty] | 1 | 0 | 0 | 1 | [11 empty] | SK/SPECTRA | [5 empty] | N/A | WIR-HS-008-02 | WIR-XXHS-XXXX-008-02
IM00747 | SAVER 900VA-1100VA Wire Harness BOM new | WIR-XXHS-XXXX-009-02 |  | B Class | Set | Set | I-Inventory | RM-Raw Material | SAVER 900VA-1100VA Wire Harness BOM new | Raw Material | NA | WIRE HARNESS |  | 85444292 | [11 empty] | 1 | 0 | 0 | 1 | [11 empty] | SK/SPECTRA | [5 empty] | N/A | WIR-HS-009-02 | WIR-XXHS-XXXX-009-02
IM00748 | SAVER 2000VA WIRE HARNESS BOM REV.02 | WIR-XXHS-XXXX-010-01 |  | B Class | Set | Set | I-Inventory | RM-Raw Material | SAVER 2000VA WIRE HARNESS BOM REV.02 | Raw Material | NA | WIRE HARNESS |  | 85444292 | [11 empty] | 1 | 0 | 0 | 1 | [11 empty] | SK/SPECTRA | [5 empty] | N/A | WIR-HS-010-01 | WIR-XXHS-XXXX-010-01
IM00749 | SAVER 3.5KVA WIRE HARNESS BOM REV.03 | WIR-XXHS-XXXX-011-02 |  | B Class | Set | Set | I-Inventory | RM-Raw Material | SAVER 3.5KVA WIRE HARNESS BOM REV.03 | Raw Material | NA | WIRE HARNESS |  | 85444292 | [11 empty] | 1 | 0 | 0 | 1 | [11 empty] | SK/SPECTRA | [5 empty] | N/A | WIR-HS-011-02 | WIR-XXHS-XXXX-011-02
IM00750 | BRAVO 700VA-900VA-1100VA WIRE HARNESS BOM new | WIR-XXHS-XXXX-013-02 |  | B Class | Set | Set | I-Inventory | RM-Raw Material | BRAVO 700VA-900VA-1100VA WIRE HARNESS BOM new | Raw Material | NA | WIRE HARNESS |  | 85444292 | [11 empty] | 1 | 0 | 0 | 1 | [11 empty] | SK/SPECTRA | [5 empty] | N/A | WIR-HS-013-02 | WIR-XXHS-XXXX-013-02
IM00751 | BRAVO 1700-2000VA WIRE HARNESS BOM | WIR-XXHS-XXXX-014-01 |  | B Class | Set | Set | I-Inventory | RM-Raw Material | BRAVO 1700-2000VA WIRE HARNESS BOM | Raw Material | NA | WIRE HARNESS |  | 85444292 | [11 empty] | 1 | 0 | 0 | 1 | [11 empty] | SK/SPECTRA | [5 empty] | N/A | WIR-HS-014-01 | WIR-XXHS-XXXX-014-01
IM00752 | BRAVO 2.5KVA & 3.5KVA WIRE HARNESS BOM REV.02 | WIR-XXHS-XXXX-015-02 |  | B Class | Set | Set | I-Inventory | RM-Raw Material | BRAVO 2.5KVA & 3.5KVA WIRE HARNESS BOM REV.02 | Raw Material | NA | WIRE HARNESS |  | 85444292 | [11 empty] | 1 | 0 | 0 | 1 | [11 empty] | 0 | [5 empty] | N/A | WIR-HS-015-02 | WIR-XXHS-XXXX-015-02
IM00753 | Savior 12V-25AMP. WIRE HARNESS BOM | WIR-XXHS-XXXX-016-01 |  | B Class | Set | Set | I-Inventory | RM-Raw Material | Savior 12V-25AMP. WIRE HARNESS BOM | Raw Material | NA | WIRE HARNESS |  | 85444292 | [11 empty] | 1 | 0 | 0 | 1 | [11 empty] | SK/SPECTRA | [5 empty] | N/A | WIR-HS-016-01 | WIR-XXHS-XXXX-016-01
IM00754 | Savior 24V-5OAMP. WIRE HARNESS BOM REV.01 | WIR-XXHS-XXXX-017-01 |  | B Class | Nos | Nos | I-Inventory | RM-Raw Material | Savior 24V-5OAMP. WIRE HARNESS BOM REV.01 | Raw Material | NA | WIRE HARNESS |  | 85444292 | [11 empty] | 1 | 0 | 0 | 1 | [11 empty] | SK/SPECTRA | [5 empty] | N/A | WIR-HS-017-01 | WIR-XXHS-XXXX-017-01
IM00755 | Savior 48V-50AMP. WIRE HARNESS BOM | WIR-XXHS-XXXX-018-01 |  | B Class | Set | Set | I-Inventory | RM-Raw Material | Savior 48V-50AMP. WIRE HARNESS BOM | Raw Material | NA | WIRE HARNESS |  | 85444292 | [11 empty] | 1 | 0 | 0 | 1 | [11 empty] | SK/SPECTRA | [5 empty] | N/A | WIR-HS-018-01 | WIR-XXHS-XXXX-018-01
IM00756 | Saver 5KVA WIRE HARNESS BOM | WIR-XXHS-XXXX-019-01 |  | B Class | Nos | Nos | I-Inventory | RM-Raw Material | Saver 5KVA WIRE HARNESS BOM | Raw Material | NA | WIRE HARNESS |  | 85444292 | [11 empty] | 1 | 0 | 0 | 1 | [11 empty] | SK/SPECTRA | [5 empty] | N/A | WIR-HS-019-01 | WIR-XXHS-XXXX-019-01
IM00757 | Saver 6KVA WIRE HARNESS BOM | WIR-XXHS-XXXX-020-01 |  | B Class | Nos | Nos | I-Inventory | RM-Raw Material | Saver 6KVA WIRE HARNESS BOM | Raw Material | NA | WIRE HARNESS |  | 85444292 | [11 empty] | 1 | 0 | 0 | 1 | [11 empty] | SK/SPECTRA | [5 empty] | N/A | WIR-HS-020-01 | WIR-XXHS-XXXX-020-01
IM00758 | Saver 7.5KVA & 10KVA WIRE HARNESS BOM | WIR-XXHS-XXXX-021-01 |  | B Class | Set | Set | I-Inventory | RM-Raw Material | Saver 7.5KVA & 10KVA WIRE HARNESS BOM | Raw Material | NA | WIRE HARNESS |  | 85444292 | [11 empty] | 1 | 0 | 0 | 1 | [11 empty] | SK/SPECTRA | [5 empty] | N/A | WIR-HS-021-01 | WIR-XXHS-XXXX-021-01
IM00759 | Bravo 6KVA WIRE HARNESS BOM | WIR-XXHS-XXXX-022-01 |  | B Class | Nos | Nos | I-Inventory | RM-Raw Material | Bravo 6KVA WIRE HARNESS BOM | Raw Material | NA | WIRE HARNESS |  | 85444292 | [11 empty] | 1 | 0 | 0 | 1 | [11 empty] | SK/SPECTRA | [5 empty] | N/A | WIR-HS-022-01 | WIR-XXHS-XXXX-022-01
IM00760 | Bravo 7.5KVA & 10KVA WIRE HARNESS BOM | WIR-XXHS-XXXX-023-01 |  | B Class | Nos | Nos | I-Inventory | RM-Raw Material | Bravo 7.5KVA & 10KVA WIRE HARNESS BOM | Raw Material | NA | WIRE HARNESS |  | 85444292 | [11 empty] | 1 | 0 | 0 | 1 | [11 empty] | SK/SPECTRA | [5 empty] | N/A | WIR-HS-023-01 | WIR-XXHS-XXXX-023-01
IM00761 | Bravo 5KVA WIRE HARNESS BOM | WIR-XXHS-XXXX-024-01 |  | B Class | Set | Set | I-Inventory | RM-Raw Material | Bravo 5KVA WIRE HARNESS BOM | Raw Material | NA | WIRE HARNESS |  | 85444292 | [11 empty] | 1 | 0 | 0 | 1 | [11 empty] | SK/SPECTRA | [5 empty] | N/A | WIR-HS-024-01 | WIR-XXHS-XXXX-024-01
IM00762 | SAVIOR+ 12V-25AMP. WIRE HARNESS BOM | WIR-XXHS-XXXX-026-01 |  | B Class | Nos | Nos | I-Inventory | RM-Raw Material | SAVIOR+ 12V-25AMP. WIRE HARNESS BOM | Raw Material | NA | WIRE HARNESS |  | 85444292 | [11 empty] | 1 | 0 | 0 | 1 | [11 empty] | SK/SPECTRA | [5 empty] | N/A | WIR-HS-026-01 | WIR-XXHS-XXXX-026-01
IM00763 | Savior 72V/96V/120V WIRE HARNESS BOM REV.02 | WIR-XXHS-XXXX-027-01 |  | B Class | Nos | Nos | I-Inventory | RM-Raw Material | Savior 72V/96V/120V WIRE HARNESS BOM REV.02 | Raw Material | NA | WIRE HARNESS |  | 85444292 | [11 empty] | 1 | 0 | 0 | 1 | [11 empty] | SK/SPECTRA | [5 empty] | N/A | WIR-HS-027-01 | WIR-XXHS-XXXX-027-01
IM00764 | SAVIOR+ 24V/48V WIRE HARNESS BOM | WIR-XXHS-XXXX-028-01 |  | B Class | Set | Set | I-Inventory | RM-Raw Material | SAVIOR+ 24V/48V WIRE HARNESS BOM | Raw Material | NA | WIRE HARNESS |  | 85444292 | [11 empty] | 1 | 0 | 0 | 1 | [11 empty] | SK/SPECTRA | [5 empty] | N/A | WIR-HS-028-01 | WIR-XXHS-XXXX-028-01
IM00765 | SUPERB 1100VA WIRE HARNESS BOM | WIR-XXHS-XXXX-029-01 |  | B Class | Set | Set | I-Inventory | RM-Raw Material | SUPERB 1100VA WIRE HARNESS BOM | Raw Material | NA | WIRE HARNESS |  | 85444292 | [11 empty] | 1 | 0 | 0 | 1 | [11 empty] | SK/SPECTRA | [5 empty] | N/A | WIR-HS-029-01 | WIR-XXHS-XXXX-029-01
IM00766 | PRIME+ 24-48V/50A WIRE HARNESS BOM | WIR-XXHS-XXXX-030-01 |  | B Class | Set | Set | I-Inventory | RM-Raw Material | PRIME+ 24-48V/50A WIRE HARNESS BOM | Raw Material | NA | WIRE HARNESS |  | 85444292 | [11 empty] | 1 | 0 | 0 | 1 | [11 empty] | SK/SPECTRA | [5 empty] | N/A | WIR-HS-030-01 | WIR-XXHS-XXXX-030-01
IM00767 | KAHO MPPT 12V-20Amp. WIRE HARNESS BOM | WIR-XXHS-XXXX-031-01 |  | B Class | Set | Set | I-Inventory | RM-Raw Material | KAHO MPPT 12V-20Amp. WIRE HARNESS BOM | Raw Material | NA | WIRE HARNESS |  | 85444292 | [11 empty] | 1 | 0 | 0 | 1 | [11 empty] | SK/SPECTRA | [5 empty] | N/A | WIR-HS-031-01 | WIR-XXHS-XXXX-031-01
IM00768 | SUPERB 5KVA WIRE HARNESS BOM | WIR-XXHS-XXXX-032-01 |  | B Class | Set | Set | I-Inventory | RM-Raw Material | SUPERB 5KVA WIRE HARNESS BOM | Raw Material | NA | WIRE HARNESS |  | 85444292 | [11 empty] | 1 | 0 | 0 | 1 | [11 empty] | SK/SPECTRA | [5 empty] | N/A | WIR-HS-032-01 | WIR-XXHS-XXXX-032-01
IM00769 | SHINE 4KVA WIRE HARNESS BOM | WIR-XXHS-XXXX-033-01 |  | B Class | Set | Set | I-Inventory | RM-Raw Material | SHINE 4KVA WIRE HARNESS BOM | Raw Material | NA | WIRE HARNESS |  | 85444292 | [11 empty] | 1 | 0 | 0 | 1 | [11 empty] | 0 | [5 empty] | N/A | WIR-HS-033-01 | WIR-XXHS-XXXX-033-01
IM00770 | SHINE 7.5KVA & 10KVA WIRE HARNESS BOM | WIR-XXHS-XXXX-034-01 |  | B Class | Set | Set | I-Inventory | RM-Raw Material | SHINE 7.5KVA & 10KVA WIRE HARNESS BOM | Raw Material | NA | WIRE HARNESS |  | 85444292 | [11 empty] | 1 | 0 | 0 | 1 | [11 empty] | 0 | [5 empty] | N/A | WIR-HS-034-01 | WIR-XXHS-XXXX-034-01
IM00771 | KRANTI PV Retrofit WIRE HARNESS BOM | WIR-XXHS-XXXX-035-01 |  | B Class | Set | Set | I-Inventory | RM-Raw Material | KRANTI PV Retrofit WIRE HARNESS BOM | Raw Material | NA | WIRE HARNESS |  | 85444292 | [11 empty] | 1 | 0 | 0 | 1 | [11 empty] | 0 | [5 empty] | N/A | WIR-HS-035-01 | WIR-XXHS-XXXX-035-01
IM00772 | SUPERB 7.5KVA & 10KVA WIRE HARNESS BOM | WIR-XXHS-XXXX-036-01 |  | B Class | Set | Set | I-Inventory | RM-Raw Material | SUPERB 7.5KVA & 10KVA WIRE HARNESS BOM | Raw Material | NA | WIRE HARNESS |  | 85444292 | [11 empty] | 1 | 0 | 0 | 1 | [11 empty] | 0 | [5 empty] | N/A | WIR-HS-036-01 | WIR-XXHS-XXXX-036-01
IM00773 | SAVER 2.5KVA/36V WIRE HARNESS BOM | WIR-XXHS-XXXX-037-01 |  | B Class | Set | Set | I-Inventory | RM-Raw Material | SAVER 2.5KVA/36V WIRE HARNESS BOM | Raw Material | NA | WIRE HARNESS |  | 85444292 | [11 empty] | 1 | 0 | 0 | 1 | [11 empty] | 0 | [5 empty] | N/A | WIR-HS-037-01 | WIR-XXHS-XXXX-037-01
IM00774 | SHINE 5KVA WIRE HARNESS BOM | WIR-XXHS-XXXX-038-01 |  | B Class | Set | Set | I-Inventory | RM-Raw Material | SHINE 5KVA WIRE HARNESS BOM | Raw Material | NA | WIRE HARNESS |  | 85444292 | [11 empty] | 1 | 0 | 0 | 1 | [11 empty] | SK/SPECTRA | [5 empty] | N/A | WIR-HS-038-01 | WIR-XXHS-XXXX-038-01
IM00775 | PRIME MPPT 120V/50Amp WIRE HARNESS BOM | WIR-XXHS-XXXX-039-01 |  | B Class | Set | Set | I-Inventory | RM-Raw Material | PRIME MPPT 120V/50Amp WIRE HARNESS BOM | Raw Material | NA | WIRE HARNESS |  | 85444292 | [11 empty] | 1 | 0 | 0 | 1 | [11 empty] | 0 | [5 empty] | N/A | WIR-HS-039-01 | WIR-XXHS-XXXX-039-01
IM00776 | PRIME+ 12-24V/50A WIRE HARNESS BOM | WIR-XXHS-XXXX-040-01 |  | B Class | Set | Set | I-Inventory | RM-Raw Material | PRIME+ 12-24V/50A WIRE HARNESS BOM | Raw Material | NA | WIRE HARNESS |  | 85444292 | [11 empty] | 1 | 0 | 0 | 1 | [11 empty] | SK/SPECTRA | [5 empty] | N/A | WIR-HS-040-01 | WIR-XXHS-XXXX-040-01
IM00777 | Nova 24V Horizontal WIRE HARNESS BOM | WIR-XXHS-XXXX-041-01 |  | B Class | Set | Set | I-Inventory | RM-Raw Material | Nova 24V Horizontal WIRE HARNESS BOM | Raw Material | NA | WIRE HARNESS |  | 85444292 | [11 empty] | 1 | 0 | 0 | 1 | [11 empty] | 0 | [5 empty] | N/A | WIR-HS-041-01 | WIR-XXHS-XXXX-041-01
IM00778 | Shine 24V Horizontal WIRE HARNESS BOM | WIR-XXHS-XXXX-042-01 |  | B Class | Set | Set | I-Inventory | RM-Raw Material | Shine 24V Horizontal WIRE HARNESS BOM | Raw Material | NA | WIRE HARNESS |  | 85444292 | [11 empty] | 1 | 0 | 0 | 1 | [11 empty] | 0 | [5 empty] | N/A | WIR-HS-042-01 | WIR-XXHS-XXXX-042-01
IM00779 | Savior+ 12V-24V/40Amp. SCC WIRE HARNESS BOM | WIR-XXHS-XXXX-043-01 |  | B Class | Set | Set | I-Inventory | RM-Raw Material | Savior+ 12V-24V/40Amp. SCC WIRE HARNESS BOM | Raw Material | NA | WIRE HARNESS |  | 85444292 | [11 empty] | 1 | 0 | 0 | 1 | [11 empty] | 0 | [5 empty] | N/A | WIR-HS-043-01 | WIR-XXHS-XXXX-043-01
IM00780 | BRAVO ECO 24V WIRE HARNESS BOM | WIR-XXHS-XXXX-044-01 |  | B Class | Set | Set | I-Inventory | RM-Raw Material | BRAVO ECO 24V WIRE HARNESS BOM | Raw Material | NA | WIRE HARNESS |  | 85444292 | [11 empty] | 1 | 0 | 0 | 1 | [11 empty] | 0 | [5 empty] | N/A | WIR-HS-044-01 | WIR-XXHS-XXXX-044-01
IM00781 | SUPERB 6KVA MPPT WIRE HARNESS BOM | WIR-XXHS-XXXX-045-01 |  | B Class | Set | Set | I-Inventory | RM-Raw Material | SUPERB 6KVA MPPT WIRE HARNESS BOM | Raw Material | NA | WIRE HARNESS |  | 85444292 | [11 empty] | 1 | 0 | 0 | 1 | [11 empty] | 0 | [5 empty] | N/A | WIR-HS-045-01 | WIR-XXHS-XXXX-045-01
IM00782 | TEJAS 12V DC MPPT WIRE HARNESS BOM | WIR-XXHS-XXXX-046-01 |  | B Class | Set | Set | I-Inventory | RM-Raw Material | TEJAS 12V DC MPPT WIRE HARNESS BOM | Raw Material | NA | WIRE HARNESS |  | 85444292 | [11 empty] | 1 | 0 | 0 | 1 | [11 empty] | 0 | [5 empty] | N/A | WIR-HS-046-01 | WIR-XXHS-XXXX-046-01
IM00783 | TRENDY+ 24V WIRE HARNESS BOM | WIR-XXHS-XXXX-047-01 |  | B Class | Set | Set | I-Inventory | RM-Raw Material | TRENDY+ 24V WIRE HARNESS BOM | Raw Material | NA | WIRE HARNESS |  | 85444292 | [11 empty] | 1 | 0 | 0 | 1 | [11 empty] | 0 | [5 empty] | N/A | WIR-HS-047-01 | WIR-XXHS-XXXX-047-01
IM00784 | PRIME MPPT 240V/50Amp WIRE HARNESS BOM | WIR-XXHS-XXXX-048-01 |  | C Class | Set | Set | I-Inventory | RM-Raw Material | PRIME MPPT 240V/50Amp WIRE HARNESS BOM | Raw Material | NA | WIRE HARNESS |  | 85444292 | [11 empty] | 1 | 0 | 0 | 1 | [11 empty] | 0 | [5 empty] | N/A | WIR-HS-048-01 | WIR-XXHS-XXXX-048-01
IM00785 | SUPERB 15KVA/180V WIRE HARNESS BOM | WIR-XXHS-XXXX-049-01 |  | B Class | Set | Set | I-Inventory | RM-Raw Material | SUPERB 15KVA/180V WIRE HARNESS BOM | Raw Material | NA | WIRE HARNESS |  | 85444292 | [11 empty] | 1 | 0 | 0 | 1 | [11 empty] | 0 | [5 empty] | N/A | WIR-HS-049-01 | WIR-XXHS-XXXX-049-01
IM00786 | Nova ECO 12V LCD WIRE HARNESS BOM | WIR-XXHS-XXXX-050-01 |  | A Class | Set | Set | I-Inventory | RM-Raw Material | Nova ECO 12V LCD WIRE HARNESS BOM | Raw Material | NA | WIRE HARNESS |  | 85444292 | [11 empty] | 1 | 0 | 0 | 1 | [11 empty] | 0 | [5 empty] | N/A | WIR-HS-050-01 | WIR-XXHS-XXXX-050-01
IM00787 | SAVER 3050VA/24V WIRE HARNESS BOM | WIR-XXHS-XXXX-051-01 |  | A Class | Set | Set | I-Inventory | RM-Raw Material | SAVER 3050VA/24V WIRE HARNESS BOM | Raw Material | NA | WIRE HARNESS |  | 85444292 | [11 empty] | 1 | 0 | 0 | 1 | [11 empty] | 0 | [5 empty] | N/A | WIR-HS-051-01 | WIR-XXHS-XXXX-051-01
IM00788 | SUPERB SMD 24V WIRE HARNESS BOM | WIR-XXHS-XXXX-052-01 |  | A Class | Set | Set | I-Inventory | RM-Raw Material | SUPERB SMD 24V WIRE HARNESS BOM | Raw Material | NA | WIRE HARNESS |  | 85444292 | [11 empty] | 1 | 0 | 0 | 1 | [11 empty] | 0 | [5 empty] | N/A | WIR-HS-052-01 | WIR-XXHS-XXXX-052-01
IM00789 | SAVER SMD 24V WIRE HARNESS BOM | WIR-XXHS-XXXX-053-01 |  | A Class | Set | Set | I-Inventory | RM-Raw Material | SAVER SMD 24V WIRE HARNESS BOM | Raw Material | NA | WIRE HARNESS |  | 85444292 | [11 empty] | 1 | 0 | 0 | 1 | [11 empty] | 0 | [5 empty] | N/A | WIR-HS-053-01 | WIR-XXHS-XXXX-053-01
IM00790 | EXPORT 700VA -1100VA HUPS WIRE HARNESS BOM | WIR-EXHS-XXXX-001-01 |  | A Class | Nos | Nos | I-Inventory | RM-Raw Material | EXPORT 700VA -1100VA HUPS WIRE HARNESS BOM | Raw Material | NA | WIRE HARNESS |  | 85444292 | [11 empty] | 1 | 0 | 0 | 1 | [11 empty] | SK/SPECTRA | [5 empty] | N/A | WIR-HS-EX-001-01 | WIR-EXHS-XXXX-001-01
IM00791 | EXPORT 1700-2000VA HUPS WIRE HARNESS BOM | WIR-EXHS-XXXX-002-01 |  | A Class | Nos | Nos | I-Inventory | RM-Raw Material | EXPORT 1700-2000VA HUPS WIRE HARNESS BOM | Raw Material | NA | WIRE HARNESS |  | 85444292 | [11 empty] | 1 | 0 | 0 | 1 | [11 empty] | SK/SPECTRA | [5 empty] | N/A | WIR-HS-EX-002-01 | WIR-EXHS-XXXX-002-01
IM00792 | AFRIIPOWER 1700VA-2000VA HUPS WIRE HARNESS BOM | WIR-EXHS-XXXX-003-01 |  | A Class | Nos | Nos | I-Inventory | RM-Raw Material | AFRIIPOWER 1700VA-2000VA HUPS WIRE HARNESS BOM | Raw Material | NA | WIRE HARNESS |  | 85444292 | [11 empty] | 1 | 0 | 0 | 1 | [11 empty] | SK/SPECTRA | [5 empty] | N/A | WIR-HS-EX-003-01 | WIR-EXHS-XXXX-003-01
IM00793 | AFRIIPOWER 1700VA-2000VA PCU WIRE HARNESS BOM REV.02 | WIR-EXHS-XXXX-004-01 |  | A Class | Nos | Nos | I-Inventory | RM-Raw Material | AFRIIPOWER 1700VA-2000VA PCU WIRE HARNESS BOM REV.02 | Raw Material | NA | WIRE HARNESS |  | 85444292 | [11 empty] | 1 | 0 | 0 | 1 | [11 empty] | SK/SPECTRA | [5 empty] | N/A | WIR-HS-EX-004-01 | WIR-EXHS-XXXX-004-01
IM00794 | EXPORT 3.5KVA-48V HUPS WIRE HARNESS BOM REV.02 | WIR-EXHS-XXXX-005-02 |  | A Class | Set | Set | I-Inventory | RM-Raw Material | EXPORT 3.5KVA-48V HUPS WIRE HARNESS BOM REV.02 | Raw Material | NA | WIRE HARNESS |  | 85444292 | [11 empty] | 1 | 0 | 0 | 1 | [11 empty] | SK/SPECTRA | [5 empty] | N/A | WIR-HS-EX-005-02 | WIR-EXHS-XXXX-005-02
IM00795 | EXPORT 3.5KVA - 48V PCU WIRE HARNESS BOM REV.03 | WIR-EXHS-XXXX-006-02 |  | A Class | Set | Set | I-Inventory | RM-Raw Material | EXPORT 3.5KVA - 48V PCU WIRE HARNESS BOM REV.03 | Raw Material | NA | WIRE HARNESS |  | 85444292 | [11 empty] | 1 | 0 | 0 | 1 | [11 empty] | SK/SPECTRA | [5 empty] | N/A | WIR-HS-EX-006-02 | WIR-EXHS-XXXX-006-02
IM00796 | NEPAL BOOM 2000VA WIRE HARNESS BOM | WIR-EXHS-XXXX-007-01 |  | A Class | Set | Set | I-Inventory | RM-Raw Material | NEPAL BOOM 2000VA WIRE HARNESS BOM | Raw Material | NA | WIRE HARNESS |  | 85444292 | [11 empty] | 1 | 0 | 0 | 1 | [11 empty] | SK/SPECTRA | [5 empty] | N/A | WIR-HS-EX-007-01 | WIR-EXHS-XXXX-007-01
IM00797 | PROTON-S 1500VA/2600VA Wire Harness | WIR-EXHS-XXXX-008-01 |  | A Class | Set | Set | I-Inventory | RM-Raw Material | PROTON-S 1500VA/2600VA Wire Harness | Raw Material | NA | WIRE HARNESS |  | 85444292 | [11 empty] | 1 | 0 | 0 | 1 | [11 empty] | SK/SPECTRA | [5 empty] | N/A | WIR-HS-EX-008-01 | WIR-EXHS-XXXX-008-01
IM00798 | EXPORT SUPERB 12V WIRE HARNESS BOM | WIR-EXHS-XXXX-009-01 |  | A Class | Set | Set | I-Inventory | RM-Raw Material | EXPORT SUPERB 12V WIRE HARNESS BOM | Raw Material | NA | WIRE HARNESS |  | 85444292 | [11 empty] | 1 | 0 | 0 | 1 | [11 empty] | 0 | [5 empty] | N/A | WIR-HS-EX-009-01 | WIR-EXHS-XXXX-009-01
IM00799 | EXPORT SUPERB 24V WIRE HARNESS BOM | WIR-EXHS-XXXX-010-01 |  | A Class | Set | Set | I-Inventory | RM-Raw Material | EXPORT SUPERB 24V WIRE HARNESS BOM | Raw Material | NA | WIRE HARNESS |  | 85444292 | [11 empty] | 1 | 0 | 0 | 1 | [11 empty] | 0 | [5 empty] | N/A | WIR-HS-EX-010-01 | WIR-EXHS-XXXX-010-01
IM00800 | EXPORT 2.5KVA-36V HUPS WIRE HARNESS BOM | WIR-EXHS-XXXX-011-01 |  | A Class | Set | Set | I-Inventory | RM-Raw Material | EXPORT 2.5KVA-36V HUPS WIRE HARNESS BOM | Raw Material | NA | WIRE HARNESS |  | 85444292 | [11 empty] | 1 | 0 | 0 | 1 | [11 empty] | 0 | [5 empty] | N/A | WIR-HS-EX-011-01 | WIR-EXHS-XXXX-011-01
IM00801 | SAMSUN 1600VA/12V WIRE HARNESS PCU | WIR-EXHS-XXXX-012-01 |  | A Class | Set | Set | I-Inventory | RM-Raw Material | SAMSUN 1600VA/12V WIRE HARNESS PCU | Raw Material | NA | WIRE HARNESS |  | 85444292 | [11 empty] | 1 | 0 | 0 | 1 | [11 empty] | SK/SPECTRA | [5 empty] | N/A | WIR-HS-EX-012-01 | WIR-EXHS-XXXX-012-01
IM00802 | SAMSUN 1600VA/12V WIRE HARNESS HUPS | WIR-EXHS-XXXX-013-01 |  | A Class | Set | Set | I-Inventory | RM-Raw Material | SAMSUN 1600VA/12V WIRE HARNESS HUPS | Raw Material | NA | WIRE HARNESS |  | 85049090 | [11 empty] | 1 | 0 | 0 | 1 | [11 empty] | SK/SPECTRA | [5 empty] | N/A | WIR-HS-EX-013-01 | WIR-EXHS-XXXX-013-01
IM00803 | EXPORT Bravo 850VA WIRE HARNESS BOM | WIR-EXHS-XXXX-014-01 |  | A Class | Set | Set | I-Inventory | RM-Raw Material | EXPORT Bravo 850VA WIRE HARNESS BOM | Raw Material | NA | WIRE HARNESS |  | 85444292 | [11 empty] | 1 | 0 | 0 | 1 | [11 empty] | SK/SPECTRA | [5 empty] | N/A | WIR-HS-EX-014-01 | WIR-EXHS-XXXX-014-01
IM00804 | EXPORT 2.5KVA/36V PCU WIRE HARNESS BOM | WIR-EXHS-XXXX-015-01 |  | A Class | Set | Set | I-Inventory | RM-Raw Material | EXPORT 2.5KVA/36V PCU WIRE HARNESS BOM | Raw Material | NA | WIRE HARNESS |  | 85444292 | [11 empty] | 1 | 0 | 0 | 1 | [11 empty] | 0 | [5 empty] | N/A | WIR-HS-EX-015-01 | WIR-EXHS-XXXX-015-01
IM00805 | EXPORT 500VA HUPS WIRE HARNESS BOM | WIR-EXHS-XXXX-016-01 |  | A Class | Set | Set | I-Inventory | RM-Raw Material | EXPORT 500VA HUPS WIRE HARNESS BOM | Raw Material | NA | WIRE HARNESS |  | 85444292 | [11 empty] | 1 | 0 | 0 | 1 | [11 empty] | 0 | [5 empty] | N/A | WIR-HS-EX-016-01 | WIR-EXHS-XXXX-016-01
IM00806 | EXPORT 700VA HUPS WIRE HARNESS BOM | WIR-EXHS-XXXX-017-01 |  | A Class | Set | Set | I-Inventory | RM-Raw Material | EXPORT 700VA HUPS WIRE HARNESS BOM | Raw Material | NA | WIRE HARNESS |  | 85444292 | [11 empty] | 1 | 0 | 0 | 1 | [11 empty] | 0 | [5 empty] | N/A | WIR-HS-EX-017-01 | WIR-EXHS-XXXX-017-01
IM00807 | EXPORT SHINE 3.5KVA/48V PCU WIRE HARNESS BOM | WIR-EXHS-XXXX-018-01 |  | A Class | Set | Set | I-Inventory | RM-Raw Material | EXPORT SHINE 3.5KVA/48V PCU WIRE HARNESS BOM | Raw Material | NA | WIRE HARNESS |  | 85043200 | [11 empty] | 1 | 0 | 0 | 1 | [11 empty] | SK/SPECTRA | [5 empty] | N/A | WIR-HS-EX-018-01 | WIR-EXHS-XXXX-018-01
IM00808 | EXPORT 1KVA/24V HUPS WIRE HARNESS BOM | WIR-EXHS-XXXX-019-01 |  | A Class | Set | Set | I-Inventory | RM-Raw Material | EXPORT 1KVA/24V HUPS WIRE HARNESS BOM | Raw Material | NA | WIRE HARNESS |  | 85444292 | [11 empty] | 1 | 0 | 0 | 1 | [11 empty] | SK/SPECTRA | [5 empty] | N/A | WIR-HS-EX-019-01 | WIR-EXHS-XXXX-019-01
IM00809 | AFRIIPOWER 1700VA-2000VA HUPS WIRE HARNESS BOM For SMD | WIR-EXHS-XXXX-020-01 |  | A Class | Set | Set | I-Inventory | RM-Raw Material | AFRIIPOWER 1700VA-2000VA HUPS WIRE HARNESS BOM For SMD | Raw Material | NA | WIRE HARNESS |  | 85444292 | [11 empty] | 1 | 0 | 0 | 1 | [11 empty] | SK/SPECTRA | [5 empty] | N/A | WIR-HS-EX-020-01 | WIR-EXHS-XXXX-020-01
IM00810 | AFRIIPOWER 1700VA-2000VA PCU WIRE HARNESS BOM For SMD | WIR-EXHS-XXXX-021-01 |  | A Class | Set | Set | I-Inventory | RM-Raw Material | AFRIIPOWER 1700VA-2000VA PCU WIRE HARNESS BOM For SMD | Raw Material | NA | WIRE HARNESS |  | 85444292 | [11 empty] | 1 | 0 | 0 | 1 | [11 empty] | SK/SPECTRA | [5 empty] | N/A | WIR-HS-EX-021-01 | WIR-EXHS-XXXX-021-01
IM00811 | EXPORT SUPERB 24V WIRE HARNESS BOM For SMD | WIR-EXHS-XXXX-022-01 |  | C Class | Set | Set | I-Inventory | RM-Raw Material | EXPORT SUPERB 24V WIRE HARNESS BOM For SMD | Raw Material | NA | WIRE HARNESS |  | 85444292 | [11 empty] | 1 | 0 | 0 | 1 | [11 empty] | 0 | [5 empty] | N/A | WIR-HS-EX-022-01 | WIR-EXHS-XXXX-022-01
IM00812 | EXPORT 1700-2000VA HUPS WIRE HARNESS BOM For SMD | WIR-EXHS-XXXX-023-01 |  | C Class | Set | Set | I-Inventory | RM-Raw Material | EXPORT 1700-2000VA HUPS WIRE HARNESS BOM For SMD | Raw Material | NA | WIRE HARNESS |  | 85444292 | [11 empty] | 1 | 0 | 0 | 1 | [11 empty] | SK/SPECTRA | [5 empty] | N/A | WIR-HS-EX-023-01 | WIR-EXHS-XXXX-023-01
IM00813 | EXPORT 2500VA/24V HUPS WIRE HARNESS BOM For SMD | WIR-EXHS-XXXX-024-01 |  | C Class | Set | Set | I-Inventory | RM-Raw Material | EXPORT 2500VA/24V HUPS WIRE HARNESS BOM For SMD | Raw Material | NA | WIRE HARNESS |  | 85444292 | [11 empty] | 1 | 0 | 0 | 1 | [11 empty] | SK/SPECTRA | [5 empty] | N/A | WIR-HS-EX-024-01 | WIR-EXHS-XXXX-024-01
IM00814 | PVC Battery Wire 6 Sq.mm Black | WIR-XXPV-XXXX-001-01 |  | B Class | Mtr | Mtr | I-Inventory | RM-Raw Material | PVC Battery Wire 6 Sq.mm Black | Raw Material | NA | PVC COPPER WIRE |  | 85444190 | [11 empty] | 1 | 0 | 0 | 1 | [11 empty] | GAURAV INDUSTRIES/GEO POWER CABLES | [5 empty] | N/A | WIR-PV-001-01 | WIR-XXPV-XXXX-001-01
IM00815 | PVC Battery Wire 6 Sq.mm Red | WIR-XXPV-XXXX-002-01 |  | B Class | Mtr | Mtr | I-Inventory | RM-Raw Material | PVC Battery Wire 6 Sq.mm Red | Raw Material | NA | PVC COPPER WIRE |  | 85444190 | [11 empty] | 1 | 0 | 0 | 1 | [11 empty] | GAURAV INDUSTRIES/GEO POWER CABLES | [5 empty] | N/A | WIR-PV-002-01 | WIR-XXPV-XXXX-002-01
IM00816 | PVC Copper Wire 8.31sq.mm Black | WIR-XXPV-XXXX-003-01 |  | B Class | Mtr | Mtr | I-Inventory | RM-Raw Material | PVC Copper Wire 8.31sq.mm Black | Raw Material | NA | PVC COPPER WIRE |  | 85444190 | [11 empty] | 1 | 0 | 0 | 1 | [11 empty] | GAURAV INDUSTRIES/GEO POWER CABLES | [5 empty] | N/A | WIR-PV-003-01 | WIR-XXPV-XXXX-003-01
IM00817 | PVC Copper Wire 8.31sq.mm Red | WIR-XXPV-XXXX-004-01 |  | B Class | Mtr | Mtr | I-Inventory | RM-Raw Material | PVC Copper Wire 8.31sq.mm Red | Raw Material | NA | PVC COPPER WIRE |  | 85444190 | [11 empty] | 1 | 0 | 0 | 1 | [11 empty] | GAURAV INDUSTRIES/GEO POWER CABLES | [5 empty] | N/A | WIR-PV-004-01 | WIR-XXPV-XXXX-004-01
IM00818 | PVC Battery Wire 10 Sq.mm Red | WIR-XXPV-XXXX-005-01 |  | B Class | Mtr | Mtr | I-Inventory | RM-Raw Material | PVC Battery Wire 10 Sq.mm Red | Raw Material | NA | PVC COPPER WIRE |  | 85444190 | [11 empty] | 1 | 0 | 0 | 1 | [11 empty] | GAURAV INDUSTRIES/GEO POWER CABLES | [5 empty] | N/A | WIR-PV-005-01 | WIR-XXPV-XXXX-005-01
IM00819 | PVC Battery Wire 10 Sq.mm Black | WIR-XXPV-XXXX-006-01 |  | B Class | Mtr | Mtr | I-Inventory | RM-Raw Material | PVC Battery Wire 10 Sq.mm Black | Raw Material | NA | PVC COPPER WIRE |  | 85444190 | [11 empty] | 1 | 0 | 0 | 1 | [11 empty] | GAURAV INDUSTRIES/GEO POWER CABLES | [5 empty] | N/A | WIR-PV-006-01 | WIR-XXPV-XXXX-006-01
IM00820 | PVC Battery Wire 12 Sq.mm Black | WIR-XXPV-XXXX-007-01 |  | B Class | Mtr | Mtr | I-Inventory | RM-Raw Material | PVC Battery Wire 12 Sq.mm Black | Raw Material | NA | PVC COPPER WIRE |  | 85444190 | [11 empty] | 1 | 0 | 0 | 1 | [11 empty] | GAURAV INDUSTRIES/GEO POWER CABLES | [5 empty] | N/A | WIR-PV-007-01 | WIR-XXPV-XXXX-007-01
IM00821 | PVC Battery Wire 12 Sq.mm Red | WIR-XXPV-XXXX-008-01 |  | B Class | Mtr | Mtr | I-Inventory | RM-Raw Material | PVC Battery Wire 12 Sq.mm Red | Raw Material | NA | PVC COPPER WIRE |  | 85444190 | [11 empty] | 1 | 0 | 0 | 1 | [11 empty] | GAURAV INDUSTRIES/GEO POWER CABLES | [5 empty] | N/A | WIR-PV-008-01 | WIR-XXPV-XXXX-008-01
IM00822 | PVC Copper Wire 16sq.mm Black | WIR-XXPV-XXXX-009-01 |  | B Class | Mtr | Mtr | I-Inventory | RM-Raw Material | PVC Copper Wire 16sq.mm Black | Raw Material | NA | PVC COPPER WIRE |  | 85444190 | [11 empty] | 1 | 0 | 0 | 1 | [11 empty] | GAURAV INDUSTRIES/GEO POWER CABLES | [5 empty] | N/A | WIR-PV-009-01 | WIR-XXPV-XXXX-009-01
IM00823 | PVC Copper Wire 16sq.mm Red | WIR-XXPV-XXXX-010-01 |  | B Class | Mtr | Mtr | I-Inventory | RM-Raw Material | PVC Copper Wire 16sq.mm Red | Raw Material | NA | PVC COPPER WIRE |  | 85444190 | [11 empty] | 1 | 0 | 0 | 1 | [11 empty] | GAURAV INDUSTRIES/GEO POWER CABLES | [5 empty] | N/A | WIR-PV-010-01 | WIR-XXPV-XXXX-010-01
IM00824 | PVC Copper Wire 25sq.mm Red | WIR-XXPV-XXXX-011-01 |  | B Class | Mtr | Mtr | I-Inventory | RM-Raw Material | PVC Copper Wire 25sq.mm Red | Raw Material | NA | PVC COPPER WIRE |  | 85444190 | [11 empty] | 1 | 0 | 0 | 1 | [11 empty] | GAURAV INDUSTRIES/GEO POWER CABLES | [5 empty] | N/A | WIR-PV-011-01 | WIR-XXPV-XXXX-011-01
IM00825 | PVC Copper Wire 25sq.mm Black | WIR-XXPV-XXXX-012-01 |  | B Class | Mtr | Mtr | I-Inventory | RM-Raw Material | PVC Copper Wire 25sq.mm Black | Raw Material | NA | PVC COPPER WIRE |  | 85444190 | [11 empty] | 1 | 0 | 0 | 1 | [11 empty] | GAURAV INDUSTRIES/GEO POWER CABLES | [5 empty] | N/A | WIR-PV-012-01 | WIR-XXPV-XXXX-012-01
IM00826 | TIN WIRE 0.5 sq. mm | WIR-XXTN-XXXX-030-01 |  | B Class | Nos | Nos | I-Inventory | O-Other | TIN WIRE 0.5 sq. mm | CONSUMABLE | NA | CONSUMABLE |  | 85446020 | [11 empty] | 0 | 0 | 0 | 1 | [11 empty] | LOCAL MARKET | [5 empty] | N/A | WIR-TN-030-01 | WIR-XXTN-XXXX-030-01
IM00827 | Copper wire 20SWG | WIR-XXCU-XXXX-001-01 |  | B Class | Kgs | Kgs | I-Inventory | RM-Raw Material | Copper wire 20SWG | Raw Material | NA | WIRE |  | 85441990 | [11 empty] | 1 | 0 | 0 | 1 | [11 empty] | RR/VM/JALAN/K PATEL | [5 empty] | N/A | WIR-CU-001-01 | WIR-XXCU-XXXX-001-01
IM00828 | Copper wire 25SWG | WIR-XXCU-XXXX-002-01 |  | B Class | Kgs | Kgs | I-Inventory | RM-Raw Material | Copper wire 25SWG | Raw Material | NA | WIRE |  | 85441990 | [11 empty] | 1 | 0 | 0 | 1 | [11 empty] | RR/VM/JALAN/K PATEL | [5 empty] | N/A | WIR-CU-002-01 | WIR-XXCU-XXXX-002-01
IM00829 | Aluminium wire 19SWG F Class | WIR-XXAL-XXXX-001-01 |  | B Class | Kgs | Kgs | I-Inventory | RM-Raw Material | Aluminium wire 19SWG F Class | Raw Material | NA | WIRE |  | 85444292 | [11 empty] | 1 | 0 | 0 | 1 | [11 empty] | RR/VM/JALAN/K PATEL | [5 empty] | N/A | WIR-AL-001-01 | WIR-XXAL-XXXX-001-01
IM00830 | Aluminium wire 20SWG F Class | WIR-XXAL-XXXX-002-01 |  | B Class | Kgs | Kgs | I-Inventory | RM-Raw Material | Aluminium wire 20SWG F Class | Raw Material | NA | WIRE |  | 85444292 | [11 empty] | 1 | 0 | 0 | 1 | [11 empty] | RR/VM/JALAN/K PATEL | [5 empty] | N/A | WIR-AL-002-01 | WIR-XXAL-XXXX-002-01
IM00831 | Aluminium Strip 6x3mm H Class | WIR-XXAL-XXXX-003-01 |  | B Class | Kgs | Kgs | I-Inventory | RM-Raw Material | Aluminium Strip 6x3mm H Class | Raw Material | NA | WIRE |  | 85444292 | [11 empty] | 1 | 0 | 0 | 1 | [11 empty] | RR/VM/JALAN/K PATEL | [5 empty] | N/A | WIR-AL-003-01 | WIR-XXAL-XXXX-003-01
IM00832 | Aluminium Strip 6x4mm H Class | WIR-XXAL-XXXX-004-01 |  | B Class | Kgs | Kgs | I-Inventory | RM-Raw Material | Aluminium Strip 6x4mm H Class | Raw Material | NA | WIRE |  | 85444292 | [11 empty] | 1 | 0 | 0 | 1 | [11 empty] | RR/VM/JALAN/K PATEL | [5 empty] | N/A | WIR-AL-004-01 | WIR-XXAL-XXXX-004-01
IM00833 | Aluminium wire 18SWG F Class | WIR-XXAL-XXXX-005-01 |  | B Class | Kgs | Kgs | I-Inventory | RM-Raw Material | Aluminium wire 18SWG F Class | Raw Material | NA | WIRE |  | 85444292 | [11 empty] | 1 | 0 | 0 | 1 | [11 empty] | RR/VM/JALAN/K PATEL | [5 empty] | N/A | WIR-AL-005-01 | WIR-XXAL-XXXX-005-01
IM00834 | Aluminium wire 18.5SWG F Class | WIR-XXAL-XXXX-006-01 |  | B Class | Kgs | Kgs | I-Inventory | RM-Raw Material | Aluminium wire 18.5SWG F Class | Raw Material | NA | WIRE |  | 85444292 | [11 empty] | 1 | 0 | 0 | 1 | [11 empty] | RR/VM/JALAN/K PATEL | [5 empty] | N/A | WIR-AL-006-01 | WIR-XXAL-XXXX-006-01
IM00835 | Aluminium Strip 7x4.5mm H Class | WIR-XXAL-XXXX-007-01 |  | B Class | Kgs | Kgs | I-Inventory | RM-Raw Material | Aluminium Strip 7x4.5mm H Class | Raw Material | NA | WIRE |  | 85444292 | [11 empty] | 1 | 0 | 0 | 1 | [11 empty] | RR/VM/JALAN/K PATEL | [5 empty] | N/A | WIR-AL-007-01 | WIR-XXAL-XXXX-007-01
IM00836 | Aluminium Strip 8x4.5mm H Class | WIR-XXAL-XXXX-008-01 |  | B Class | Kgs | Kgs | I-Inventory | RM-Raw Material | Aluminium Strip 8x4.5mm H Class | Raw Material | NA | WIRE |  | 85444292 | [11 empty] | 1 | 0 | 0 | 1 | [11 empty] | RR/VM/JALAN/K PATEL | [5 empty] | N/A | WIR-AL-008-01 | WIR-XXAL-XXXX-008-01
IM00837 | Bobin 4No. X 2.5" | BOB-XXST-XXXX-001-0 |  | B Class | Nos | Nos | I-Inventory | RM-Raw Material | Bobin 4No. X 2.5" | Raw Material | NA | BOBIN |  | 39234000 | [11 empty] | 1 | 0 | 0 | 1 | [11 empty] | 0 | [5 empty] | N/A | BOB-ST-001 | BOB-XXST-XXXX-001-0
IM00838 | Bobin 4No. X 2.75" | BOB-XXST-XXXX-002-0 |  | B Class | Nos | Nos | I-Inventory | RM-Raw Material | Bobin 4No. X 2.75" | Raw Material | NA | BOBIN |  | 39234000 | [11 empty] | 1 | 0 | 0 | 1 | [11 empty] | 0 | [5 empty] | N/A | BOB-ST-002 | BOB-XXST-XXXX-002-0
IM00839 | Bobin 4No. X 3.35" | BOB-XXST-XXXX-003-0 |  | B Class | Nos | Nos | I-Inventory | RM-Raw Material | Bobin 4No. X 3.35" | Raw Material | NA | BOBIN |  | 39234000 | [11 empty] | 1 | 0 | 0 | 1 | [11 empty] | 0 | [5 empty] | N/A | BOB-ST-003 | BOB-XXST-XXXX-003-0
IM00840 | Bobin 4No. X 3.5" | BOB-XXST-XXXX-004-0 |  | B Class | Nos | Nos | I-Inventory | RM-Raw Material | Bobin 4No. X 3.5" | Raw Material | NA | BOBIN |  | 39234000 | [11 empty] | 1 | 0 | 0 | 1 | [11 empty] | 0 | [5 empty] | N/A | BOB-ST-004 | BOB-XXST-XXXX-004-0
IM00841 | EE16,100uH,6pin | XMR-XXCP-XXXX-001-01 |  | B Class | Nos | Nos | I-Inventory | RM-Raw Material | EE16,100uH,6pin | Raw Material | NA | XMR |  | 85043200 | [11 empty] | 1 | 0 | 0 | 1 | [11 empty] | BINARY ELECTRONICS | [5 empty] | N/A | XMR-CP-001-01 | XMR-XXCP-XXXX-001-01
IM00842 | EE16,220uH,9pin | XMR-XXCP-XXXX-002-01 |  | B Class | Nos | Nos | I-Inventory | RM-Raw Material | EE16,220uH,9pin | Raw Material | NA | XMR |  | 85043200 | [11 empty] | 1 | 0 | 0 | 1 | [11 empty] | BINARY ELECTRONICS | [5 empty] | N/A | XMR-CP-002-01 | XMR-XXCP-XXXX-002-01
IM00843 | EE16,120uH,9pin | XMR-XXCP-XXXX-003-01 |  | B Class | Nos | Nos | I-Inventory | RM-Raw Material | EE16,120uH,9pin | Raw Material | NA | XMR |  | 85043200 | [11 empty] | 1 | 0 | 0 | 1 | [11 empty] | BINARY ELECTRONICS | [5 empty] | N/A | XMR-CP-003-01 | XMR-XXCP-XXXX-003-01
IM00844 | EE25,600uH,9pin | XMR-XXCP-XXXX-004-01 |  | B Class | Nos | Nos | I-Inventory | RM-Raw Material | EE25,600uH,9pin | Raw Material | NA | XMR |  | 85043200 | [11 empty] | 1 | 0 | 0 | 1 | [11 empty] | 0 | [5 empty] | N/A | XMR-CP-004-01 | XMR-XXCP-XXXX-004-01
IM00845 | ZMPT101K (Current Transformer) | XMR-XXCP-XXXX-005-01 |  | B Class | Nos | Nos | I-Inventory | RM-Raw Material | ZMPT101K (Current Transformer) | Raw Material | NA | XMR |  | 85043200 | [11 empty] | 1 | 0 | 0 | 1 | [11 empty] | Zeming LangXI | [5 empty] | ZMPT101K(Zeming LangXI) | XMR-CP-005-01 | XMR-XXCP-XXXX-005-01
IM00846 | Transformer Pure Sine Wave Home Ups 250VA | XMR-XXHU-XXXX-001-01 |  | B Class | Nos | Nos | I-Inventory | RM-Raw Material | Transformer Pure Sine Wave Home Ups 250VA | Raw Material | NA | XMR |  | 85043200 | [11 empty] | 1 | 0 | 0 | 1 | [11 empty] | VINOD/GENIUS | [5 empty] | TXR250VA/12V | XMR-HU-001-01 | XMR-XXHU-XXXX-001-01
IM00847 | Transformer Pure Sine Wave Home Ups 500VA | XMR-XXHU-XXXX-002-01 |  | B Class | Nos | Nos | I-Inventory | RM-Raw Material | Transformer Pure Sine Wave Home Ups 500VA | Raw Material | NA | XMR |  | 85043200 | [11 empty] | 1 | 0 | 0 | 1 | [11 empty] | VINOD/GENIUS | [5 empty] | TXR500VA/12V | XMR-HU-002-01 | XMR-XXHU-XXXX-002-01
IM00848 | Transformer Pure Sine Wave Home Ups 700VA R.02 | XMR-XXHU-XXXX-003-02 |  | B Class | Nos | Nos | I-Inventory | RM-Raw Material | Transformer Pure Sine Wave Home Ups 700VA R.02 | Raw Material | NA | XMR |  | 85043200 | [11 empty] | 1 | 0 | 0 | 1 | [11 empty] | VINOD/GENIUS/BINARY ELECTRONICS | [5 empty] | TXR700VA/12V | XMR-HU-003-02 | XMR-XXHU-XXXX-003-02
IM00849 | Transformer Pure Sine Wave Home Ups 900VA | XMR-XXHU-XXXX-004-01 |  | B Class | Nos | Nos | I-Inventory | RM-Raw Material | Transformer Pure Sine Wave Home Ups 900VA | Raw Material | NA | XMR |  | 85043200 | [11 empty] | 1 | 0 | 0 | 1 | [11 empty] | VINOD/GENIUS/BINARY ELECTRONICS | [5 empty] | TXR900VA/12V | XMR-HU-004-01 | XMR-XXHU-XXXX-004-01
IM00850 | Transformer Pure Sine Wave Home Ups 1100VA REV. 02 | XMR-XXHU-XXXX-005-02 |  | B Class | Nos | Nos | I-Inventory | RM-Raw Material | Transformer Pure Sine Wave Home Ups 1100VA REV. 02 | Raw Material | NA | XMR |  | 85043200 | [11 empty] | 1 | 0 | 0 | 1 | [11 empty] | VINOD/GENIUS | [5 empty] | TXR1100VA/12V | XMR-HU-005-02 | XMR-XXHU-XXXX-005-02
IM00851 | Transformer Pure Sine Wave Home Ups 1700VA | XMR-XXHU-XXXX-006-01 |  | B Class | Nos | Nos | I-Inventory | RM-Raw Material | Transformer Pure Sine Wave Home Ups 1700VA | Raw Material | NA | XMR |  | 85043200 | [11 empty] | 1 | 0 | 0 | 1 | [11 empty] | VINOD/GENIUS | [5 empty] | TXR1700VA/24V | XMR-HU-006-01 | XMR-XXHU-XXXX-006-01
IM00852 | Transformer Pure Sine Wave Home Ups 2000VA | XMR-XXHU-XXXX-007-01 |  | B Class | Nos | Nos | I-Inventory | RM-Raw Material | Transformer Pure Sine Wave Home Ups 2000VA | Raw Material | NA | XMR |  | 85043200 | [11 empty] | 1 | 0 | 0 | 1 | [11 empty] | VINOD/GENIUS | [5 empty] | TXR2000VA/24V | XMR-HU-007-01 | XMR-XXHU-XXXX-007-01
IM00853 | Transformer Pure Sine Wave Home Ups 2500VA | XMR-XXHU-XXXX-008-01 |  | B Class | Nos | Nos | I-Inventory | RM-Raw Material | Transformer Pure Sine Wave Home Ups 2500VA | Raw Material | NA | XMR |  | 85043200 | [11 empty] | 1 | 0 | 0 | 1 | [11 empty] | GENIUS/BHURJI | [5 empty] | TXR2.5KVA/36V | XMR-HU-008-01 | XMR-XXHU-XXXX-008-01
IM00854 | Transformer Pure Sine Wave Home Ups 3500VA | XMR-XXHU-XXXX-009-01 |  | B Class | Nos | Nos | I-Inventory | RM-Raw Material | Transformer Pure Sine Wave Home Ups 3500VA | Raw Material | NA | XMR |  | 85043200 | [11 empty] | 1 | 0 | 0 | 1 | [11 empty] | GENIUS/BHURJI | [5 empty] | TXR3.5KVA/48V | XMR-HU-009-01 | XMR-XXHU-XXXX-009-01
IM00855 | Transformer Pure Sine Wave Home Ups 5200VA | XMR-XXHU-XXXX-010-01 |  | B Class | Nos | Nos | I-Inventory | RM-Raw Material | Transformer Pure Sine Wave Home Ups 5200VA | Raw Material | NA | XMR |  | 85043200 | [11 empty] | 1 | 0 | 0 | 1 | [11 empty] | GENIUS | [5 empty] | TXR5KVA/48V | XMR-HU-010-01 | XMR-XXHU-XXXX-010-01
IM00856 | Transformer Pure Sine Wave Home Ups 6000VA | XMR-XXHU-XXXX-011-01 |  | B Class | Nos | Nos | I-Inventory | RM-Raw Material | Transformer Pure Sine Wave Home Ups 6000VA | Raw Material | NA | XMR |  | 85043200 | [11 empty] | 1 | 0 | 0 | 1 | [11 empty] | GENIUS | [5 empty] | TXR6KVA/72V | XMR-HU-011-01 | XMR-XXHU-XXXX-011-01
IM00857 | Transformer Pure Sine Wave Home Ups 7500VA | XMR-XXHU-XXXX-012-01 |  | B Class | Nos | Nos | I-Inventory | RM-Raw Material | Transformer Pure Sine Wave Home Ups 7500VA | Raw Material | NA | XMR |  | 85043200 | [11 empty] | 1 | 0 | 0 | 1 | [11 empty] | BHURJI | [5 empty] | TXR7.5KVA/96V | XMR-HU-012-01 | XMR-XXHU-XXXX-012-01
IM00858 | Transformer Pure Sine Wave Home Ups 10000VA | XMR-XXHU-XXXX-013-01 |  | B Class | Nos | Nos | I-Inventory | RM-Raw Material | Transformer Pure Sine Wave Home Ups 10000VA | Raw Material | NA | XMR |  | 85043200 | [11 empty] | 1 | 0 | 0 | 1 | [11 empty] | BHURJI | [5 empty] | TXR10KVA/120V | XMR-HU-013-01 | XMR-XXHU-XXXX-013-01
IM00859 | Transformer Pure Sine Wave Home Ups 1500VA/12V | XMR-XXHU-XXXX-014-01 |  | B Class | Nos | Nos | I-Inventory | RM-Raw Material | Transformer Pure Sine Wave Home Ups 1500VA/12V | Raw Material | NA | XMR |  | 85043200 | [11 empty] | 1 | 0 | 0 | 1 | [11 empty] | VINOD/GENIUS | [5 empty] | TXR1500VA/12V | XMR-HU-014-01 | XMR-XXHU-XXXX-014-01
IM00860 | Transformer Pure Sine Wave Home Ups 600VA/12V | XMR-XXHU-XXXX-015-01 |  | B Class | Nos | Nos | I-Inventory | RM-Raw Material | Transformer Pure Sine Wave Home Ups 600VA/12V | Raw Material | NA | XMR |  | 85043200 | [11 empty] | 1 | 0 | 0 | 1 | [11 empty] | VINOD/GENIUS | [5 empty] | TXR600VA/12V | XMR-HU-015-01 | XMR-XXHU-XXXX-015-01
IM00861 | Transformer Pure Sine Wave Home Ups 15KVA/180V | XMR-XXHU-XXXX-016-01 |  | B Class | Nos | Nos | I-Inventory | RM-Raw Material | Transformer Pure Sine Wave Home Ups 15KVA/180V | Raw Material | NA | XMR |  | 85043200 | [11 empty] | 1 | 0 | 0 | 1 | [11 empty] | VINOD/GENIUS | [5 empty] | TXR15KVA/180V | XMR-HU-016-01 | XMR-XXHU-XXXX-016-01
IM00862 | Transformer Pure Sine Wave Home Ups 2500VA/48V | XMR-XXHU-XXXX-017-01 |  | B Class | Nos | Nos | I-Inventory | RM-Raw Material | Transformer Pure Sine Wave Home Ups 2500VA/48V | Raw Material | NA | XMR |  | 85043200 | [11 empty] | 1 | 0 | 0 | 1 | [11 empty] | VINOD/GENIUS | [5 empty] | TXR2.5KVA/48V | XMR-HU-017-01 | XMR-XXHU-XXXX-017-01
IM00863 | Transformer Pure Sine Wave Home Ups 20KVA/240V | XMR-XXHU-XXXX-018-01 |  | B Class | Nos | Nos | I-Inventory | RM-Raw Material | Transformer Pure Sine Wave Home Ups 20KVA/240V | Raw Material | NA | XMR |  | 85043100 | [11 empty] | 1 | 0 | 0 | 1 | [11 empty] | BHURJI | [5 empty] | TXR20KVA/240V | XMR-HU-018-01 | XMR-XXHU-XXXX-018-01
IM00864 | Transformer Pure Sine Wave Home Ups 1100VA/24V | XMR-XXHU-XXXX-019-01 |  | B Class | Nos | Nos | I-Inventory | RM-Raw Material | Transformer Pure Sine Wave Home Ups 1100VA/24V | Raw Material | NA | XMR |  | 85043100 | [11 empty] | 1 | 0 | 0 | 1 | [11 empty] | 0 | [5 empty] | TXR1100VA/24V | XMR-HU-019-01 | XMR-XXHU-XXXX-019-01
IM00865 | Transformer Pure Sine Wave Home Ups 3050VA/24V | XMR-XXHU-XXXX-020-01 |  | B Class | Nos | Nos | I-Inventory | RM-Raw Material | Transformer Pure Sine Wave Home Ups 3050VA/24V | Raw Material | NA | XMR |  | 85043100 | [11 empty] | 1 | 0 | 0 | 1 | [11 empty] | 0 | [5 empty] | TXR3050VA/24V | XMR-HU-020-01 | XMR-XXHU-XXXX-020-01
IM00866 | ONLINE UPS 3KVA/96V (CIRCUIT) | RAW-XXOL-XXXX-001-01 |  | B Class | Nos | Nos | I-Inventory | RM-Raw Material | ONLINE UPS 3KVA/96V (CIRCUIT) | Raw Material | NA | RAW MATERIAL |  | 85043100 | [11 empty] | 1 | 0 | 0 | 1 | [11 empty] | 0 | [5 empty] | N/A | RAW-OL-001-01 | RAW-XXOL-XXXX-001-01
IM00867 | LIFT UPS 6KVA (6KVA/72V CIRCUIT) | RAW-XXOL-XXXX-002-01 |  | B Class | Nos | Nos | I-Inventory | RM-Raw Material | LIFT UPS 6KVA (6KVA/72V CIRCUIT) | Raw Material | NA | RAW MATERIAL |  | 85043100 | [11 empty] | 1 | 0 | 0 | 1 | [11 empty] | 0 | [5 empty] | N/A | RAW-OL-002-01 | RAW-XXOL-XXXX-002-01
IM00868 | TRANSFORMER 18.5-018.5 | XMR-XXSP-XXXX-001-01 |  | B Class | Nos | Nos | I-Inventory | RM-Raw Material | TRANSFORMER 18.5-018.5 | Raw Material | NA |  |  | 85043200 | [11 empty] | 1 | 0 | 0 | 1 | [11 empty] | 0 | [5 empty] | N/A | XMR-SP-001-01 | XMR-XXSP-XXXX-001-01
IM00869 | Heat Shink MPPT 12V-24V/30Amp. 160X35X60 | SPS-XXHS-XXXX-001-01 |  | B Class | Nos | Nos | I-Inventory | RM-Raw Material | Heat Shink MPPT 12V-24V/30Amp. 160X35X60 | Raw Material | NA | HEAT SINK |  | 85041010 | [11 empty] | 1 | 0 | 0 | 1 | [11 empty] | SAITECH/PSIL/MK | [5 empty] | SPS-HS-001-01 | SPS-HS-001-01 | SPS-XXHS-XXXX-001-01
IM00870 | Heat Shink BOOM 700VA 60X35X60 | SPS-XXHS-XXXX-002-01 |  | B Class | Nos | Nos | I-Inventory | RM-Raw Material | Heat Shink BOOM 700VA 60X35X60 | Raw Material | NA | HEAT SINK |  | 85041010 | [11 empty] | 1 | 0 | 0 | 1 | [11 empty] | SAITECH/PSIL/MK | [5 empty] | SPS-HS-002-01 | SPS-HS-002-01 | SPS-XXHS-XXXX-002-01
IM00871 | Heat Shink BOOM 700VA 35X35X60 | SPS-XXHS-XXXX-003-01 |  | B Class | Nos | Nos | I-Inventory | RM-Raw Material | Heat Shink BOOM 700VA 35X35X60 | Raw Material | NA | HEAT SINK |  | 85041010 | [11 empty] | 1 | 0 | 0 | 1 | [11 empty] | SAITECH/PSIL/MK | [5 empty] | SPS-HS-003-01 | SPS-HS-003-01 | SPS-XXHS-XXXX-003-01
IM00872 | Heat Shink SCC 24V-48V/50Amp. 160X20X50 | SPS-XXHS-XXXX-004-01 |  | B Class | Nos | Nos | I-Inventory | RM-Raw Material | Heat Shink SCC 24V-48V/50Amp. 160X20X50 | Raw Material | NA | HEAT SINK |  | 85041010 | [11 empty] | 1 | 0 | 0 | 1 | [11 empty] | SAITECH/PSIL/MK | [5 empty] | SPS-HS-004-01 | SPS-HS-004-01 | SPS-XXHS-XXXX-004-01
IM00873 | Heat Shink BOOM 1100VA-2000VA 70X35X60 | SPS-XXHS-XXXX-005-01 |  | B Class | Nos | Nos | I-Inventory | RM-Raw Material | Heat Shink BOOM 1100VA-2000VA 70X35X60 | Raw Material | NA | HEAT SINK |  | 85041010 | [11 empty] | 1 | 0 | 0 | 1 | [11 empty] | SAITECH/PSIL/MK | [5 empty] | SPS-HS-005-01 | SPS-HS-005-01 | SPS-XXHS-XXXX-005-01
IM00874 | Heat Shink BOOM 1100VA-2000VA 50X35X60 | SPS-XXHS-XXXX-006-01 |  | B Class | Nos | Nos | I-Inventory | RM-Raw Material | Heat Shink BOOM 1100VA-2000VA 50X35X60 | Raw Material | NA | HEAT SINK |  | 85041010 | [11 empty] | 1 | 0 | 0 | 1 | [11 empty] | SAITECH/PSIL/MK | [5 empty] | SPS-HS-006-01 | SPS-HS-006-01 | SPS-XXHS-XXXX-006-01
IM00875 | Heat Shink BOOM 1100VA-2000VA 90X35X60 | SPS-XXHS-XXXX-007-01 |  | B Class | Nos | Nos | I-Inventory | RM-Raw Material | Heat Shink BOOM 1100VA-2000VA 90X35X60 | Raw Material | NA | HEAT SINK |  | 85041010 | [11 empty] | 1 | 0 | 0 | 1 | [11 empty] | SAITECH/PSIL/MK | [5 empty] | SPS-HS-007-01 | SPS-HS-007-01 | SPS-XXHS-XXXX-007-01
IM00876 | Heat Shink SCC 12V/25Amp. 96X15X35 | SPS-XXHS-XXXX-008-01 |  | B Class | Nos | Nos | I-Inventory | RM-Raw Material | Heat Shink SCC 12V/25Amp. 96X15X35 | Raw Material | NA | HEAT SINK |  | 85041010 | [11 empty] | 1 | 0 | 0 | 1 | [11 empty] | SAITECH/PSIL/MK | [5 empty] | SPS-HS-008-01 | SPS-HS-008-01 | SPS-XXHS-XXXX-008-01
IM00877 | Heat Shink BRAVO 900VA-2000VA 20X15X35 | SPS-XXHS-XXXX-009-01 |  | B Class | Nos | Nos | I-Inventory | RM-Raw Material | Heat Shink BRAVO 900VA-2000VA 20X15X35 | Raw Material | NA | HEAT SINK |  | 85041010 | [11 empty] | 1 | 0 | 0 | 1 | [11 empty] | SAITECH/PSIL/MK | [5 empty] | SPS-HS-009-01 | SPS-HS-009-01 | SPS-XXHS-XXXX-009-01
IM00878 | Heat Shink 3.5KVA/48V 60X35X60 | SPS-XXHS-XXXX-010-01 |  | B Class | Nos | Nos | I-Inventory | RM-Raw Material | Heat Shink 3.5KVA/48V 60X35X60 | Raw Material | NA | HEAT SINK |  | 85041010 | [11 empty] | 1 | 0 | 0 | 1 | [11 empty] | SAITECH/PSIL/MK | [5 empty] | SPS-HS-010-01 | SPS-HS-010-01 | SPS-XXHS-XXXX-010-01
IM00879 | Heat Shink 3.5KVA/48V 114X35X60 | SPS-XXHS-XXXX-011-01 |  | B Class | Nos | Nos | I-Inventory | RM-Raw Material | Heat Shink 3.5KVA/48V 114X35X60 | Raw Material | NA | HEAT SINK |  | 85041010 | [11 empty] | 1 | 0 | 0 | 1 | [11 empty] | SAITECH/PSIL/MK | [5 empty] | SPS-HS-011-01 | SPS-HS-011-01 | SPS-XXHS-XXXX-011-01
IM00880 | Heat Shink MPPT 12V/20Amp. 130X20X50 | SPS-XXHS-XXXX-012-01 |  | B Class | Nos | Nos | I-Inventory | RM-Raw Material | Heat Shink MPPT 12V/20Amp. 130X20X50 | Raw Material | NA | HEAT SINK |  | 85041010 | [11 empty] | 1 | 0 | 0 | 1 | [11 empty] | SAITECH/PSIL/MK | [5 empty] | SPS-HS-012-01 | SPS-HS-012-01 | SPS-XXHS-XXXX-012-01
IM00881 | Heat Shink MPPT 24V-48V/50Amp. 193X35X60 | SPS-XXHS-XXXX-013-01 |  | B Class | Nos | Nos | I-Inventory | RM-Raw Material | Heat Shink MPPT 24V-48V/50Amp. 193X35X60 | Raw Material | NA | HEAT SINK |  | 85041010 | [11 empty] | 1 | 0 | 0 | 1 | [11 empty] | SAITECH/PSIL/MK | [5 empty] | SPS-HS-013-01 | SPS-HS-013-01 | SPS-XXHS-XXXX-013-01
IM00882 | Heat Shink MPPT 24V-48V/50Amp. 90X35X60 | SPS-XXHS-XXXX-014-01 |  | B Class | Nos | Nos | I-Inventory | RM-Raw Material | Heat Shink MPPT 24V-48V/50Amp. 90X35X60 | Raw Material | NA | HEAT SINK |  | 85041010 | [11 empty] | 1 | 0 | 0 | 1 | [11 empty] | SAITECH/PSIL/MK | [5 empty] | SPS-HS-014-01 | SPS-HS-014-01 | SPS-XXHS-XXXX-014-01
IM00883 | Heat Shink EV CHARGER 193X35X60 | SPS-XXHS-XXXX-015-01 |  | B Class | Nos | Nos | I-Inventory | RM-Raw Material | Heat Shink EV CHARGER 193X35X60 | Raw Material | NA | HEAT SINK |  | 85041010 | [11 empty] | 1 | 0 | 0 | 1 | [11 empty] | SAITECH/PSIL/MK | [5 empty] | SPS-HS-015-01 | SPS-HS-015-01 | SPS-XXHS-XXXX-015-01
IM00884 | Heat Shink MPPT 10KVA 310X125X134 | SPS-XXHS-XXXX-016-01 |  | B Class | Nos | Nos | I-Inventory | RM-Raw Material | Heat Shink MPPT 10KVA 310X125X134 | Raw Material | NA | HEAT SINK |  | 85041010 | [11 empty] | 1 | 0 | 0 | 1 | [11 empty] | SAITECH/PSIL/MK | [5 empty] | SPS-HS-016-01 | SPS-HS-016-01 | SPS-XXHS-XXXX-016-01
IM00885 | HEAT SINK BASE PLATE 95x100x6 | SPS-XXHS-XXXX-017-01 |  | B Class | Nos | Nos | I-Inventory | RM-Raw Material | HEAT SINK BASE PLATE 95x100x6 | Raw Material | NA | HEAT SINK |  | 85041010 | [11 empty] | 1 | 0 | 0 | 1 | [11 empty] | SAITECH/PSIL/MK | [5 empty] | SPS-HS-017-01 | SPS-HS-017-01 | SPS-XXHS-XXXX-017-01
IM00886 | HEAT SINK BASE PLATE 70x125x6 | SPS-XXHS-XXXX-018-01 |  | B Class | Nos | Nos | I-Inventory | RM-Raw Material | HEAT SINK BASE PLATE 70x125x6 | Raw Material | NA | HEAT SINK |  | 85041010 | [11 empty] | 1 | 0 | 0 | 1 | [11 empty] | SAITECH/PSIL/MK | [5 empty] | SPS-HS-018-01 | SPS-HS-018-01 | SPS-XXHS-XXXX-018-01
IM00887 | HEAT Shink 110x126x70mm | SPS-XXHS-XXXX-019-01 |  | B Class | Nos | Nos | I-Inventory | RM-Raw Material | HEAT Shink 110x126x70mm | Raw Material | NA | HEAT SINK |  | 85041010 | [11 empty] | 1 | 0 | 0 | 1 | [11 empty] | SAITECH/PSIL/MK | [5 empty] | SPS-HS-019-01 | SPS-HS-019-01 | SPS-XXHS-XXXX-019-01
IM00888 | 0 | SPS-XXHS-XXXX-020-01 |  | B Class | Nos | Nos | I-Inventory | RM-Raw Material | 0 | Raw Material | NA | HEAT SINK | [13 empty] | 1 | 0 | 0 | 1 | [11 empty] | SAITECH/PSIL/MK | [5 empty] | SPS-HS-020-01 | SPS-HS-020-01 | SPS-XXHS-XXXX-020-01
IM00889 | HEAT Shink 50x35x60mm | SPS-XXHS-XXXX-021-01 |  | B Class | Nos | Nos | I-Inventory | RM-Raw Material | HEAT Shink 50x35x60mm | Raw Material | NA | HEAT SINK |  | 85469010 | [11 empty] | 1 | 0 | 0 | 1 | [11 empty] | SAITECH/PSIL/MK | [5 empty] | SPS-HS-021-01 | SPS-HS-021-01 | SPS-XXHS-XXXX-021-01
IM00890 | HEAT Shink Regulator 50x15x11mm | SPS-XXHS-XXXX-022-01 |  | B Class | Nos | Nos | I-Inventory | RM-Raw Material | HEAT Shink Regulator 50x15x11mm | Raw Material | NA | HEAT SINK |  | 85469010 | [11 empty] | 1 | 0 | 0 | 1 | [11 empty] | SAITECH/PSIL/MK | [5 empty] | SPS-HS-022-01 | SPS-HS-022-01 | SPS-XXHS-XXXX-022-01
IM00891 | HEAT Shink 142x50x35.5mm | SPS-XXHS-XXXX-023-01 |  | B Class | Nos | Nos | I-Inventory | RM-Raw Material | HEAT Shink 142x50x35.5mm | Raw Material | NA | HEAT SINK |  | 85469010 | [11 empty] | 1 | 0 | 0 | 1 | [11 empty] | SAITECH/PSIL/MK | [5 empty] | SPS-HS-023-01 | SPS-HS-023-01 | SPS-XXHS-XXXX-023-01
IM00892 | HEAT Shink 45x35x60mm | SPS-XXHS-XXXX-024-01 |  | B Class | Nos | Nos | I-Inventory | RM-Raw Material | HEAT Shink 45x35x60mm | Raw Material | NA | HEAT SINK |  | 85469010 | [11 empty] | 1 | 0 | 0 | 1 | [11 empty] | SAITECH/PSIL/MK | [5 empty] | SPS-HS-024-01 | SPS-HS-024-01 | SPS-XXHS-XXXX-024-01
IM00893 | HEAT Shink 70x35x60mm | SPS-XXHS-XXXX-025-01 |  | B Class | Nos | Nos | I-Inventory | RM-Raw Material | HEAT Shink 70x35x60mm | Raw Material | NA | HEAT SINK |  | 85469010 | [11 empty] | 1 | 0 | 0 | 1 | [11 empty] | SAITECH/PSIL/MK | [5 empty] | SPS-HS-025-01 | SPS-HS-025-01 | SPS-XXHS-XXXX-025-01
IM00894 | Heat Sink 70(L)x34(W)x57.5(H)mm | SPS-XXHS-XXXX-026-01 |  | B Class | Nos | Nos | I-Inventory | RM-Raw Material | Heat Sink 70(L)x34(W)x57.5(H)mm | Raw Material | NA | HEAT SINK |  | 85469010 | [11 empty] | 1 | 0 | 0 | 1 | [11 empty] | SAITECH/PSIL/MK | [5 empty] | SPS-HS-026-01 | SPS-HS-026-01 | SPS-XXHS-XXXX-026-01
IM00895 | Heat Sink 90(L)x34(W)x57.5(H)mm | SPS-XXHS-XXXX-027-01 |  | B Class | Nos | Nos | I-Inventory | RM-Raw Material | Heat Sink 90(L)x34(W)x57.5(H)mm | Raw Material | NA | HEAT SINK |  | 85469010 | [11 empty] | 1 | 0 | 0 | 1 | [11 empty] | SAITECH/PSIL/MK | [5 empty] | SPS-HS-027-01 | SPS-HS-027-01 | SPS-XXHS-XXXX-027-01
IM00896 | HEAT Shink 350x126x127mm | SPS-XXHS-XXXX-028-01 |  | B Class | Nos | Nos | I-Inventory | RM-Raw Material | HEAT Shink 350x126x127mm | Raw Material | NA | HEAT SINK |  | 85469010 | [11 empty] | 1 | 0 | 0 | 1 | [11 empty] | SAITECH/PSIL/MK | [5 empty] | SPS-HS-028-01 | SPS-HS-028-01 | SPS-XXHS-XXXX-028-01
IM00897 | HEAT Shink 114x33.3x57.5mm (3050VA) | SPS-XXHS-XXXX-029-01 |  | B Class | Nos | Nos | I-Inventory | RM-Raw Material | HEAT Shink 114x33.3x57.5mm (3050VA) | Raw Material | NA | HEAT SINK |  | 85469010 | [11 empty] | 1 | 0 | 0 | 1 | [11 empty] | SAITECH/PSIL/MK | [5 empty] | SPS-HS-029-01 | SPS-HS-029-01 | SPS-XXHS-XXXX-029-01
IM00898 | HEAT Shink 60x33.3x57.5mm (3050VA) | SPS-XXHS-XXXX-030-01 |  | B Class | Nos | Nos | I-Inventory | RM-Raw Material | HEAT Shink 60x33.3x57.5mm (3050VA) | Raw Material | NA | HEAT SINK |  | 85469010 | [11 empty] | 1 | 0 | 0 | 1 | [11 empty] | SAITECH/PSIL/MK | [5 empty] | SPS-HS-030-01 | SPS-HS-030-01 | SPS-XXHS-XXXX-030-01
IM00899 | HEAT SINK 160x35x88.5 5KVA | SPS-XXHS-XXXX-031-01 |  | B Class | Nos | Nos | I-Inventory | RM-Raw Material | HEAT SINK 160x35x88.5 5KVA | Raw Material | NA | HEAT SINK |  | 85469010 | [11 empty] | 1 | 0 | 0 | 1 | [11 empty] | 0 | [5 empty] | SPS-HS-031-01 | SPS-HS-031-01 | SPS-XXHS-XXXX-031-01
IM00900 | HEAT SINK 80x35x88.5 5KVA | SPS-XXHS-XXXX-032-01 |  | B Class | Nos | Nos | I-Inventory | RM-Raw Material | HEAT SINK 80x35x88.5 5KVA | Raw Material | NA | HEAT SINK |  | 85469010 | [11 empty] | 1 | 0 | 0 | 1 | [11 empty] | 0 | [5 empty] | SPS-HS-032-01 | SPS-HS-032-01 | SPS-XXHS-XXXX-032-01
IM00901 | HEAT SINK 70x50x17 500VA | SPS-XXHS-XXXX-033-01 |  | B Class | Nos | Nos | I-Inventory | RM-Raw Material | HEAT SINK 70x50x17 500VA | Raw Material | NA | HEAT SINK |  | 85469010 | [11 empty] | 1 | 0 | 0 | 1 | [11 empty] | 0 | [5 empty] | SPS-HS-033-01 | SPS-HS-033-01 | SPS-XXHS-XXXX-033-01
IM00902 | HEAT SINK 45x50x17 500VA | SPS-XXHS-XXXX-034-01 |  | B Class | Nos | Nos | I-Inventory | RM-Raw Material | HEAT SINK 45x50x17 500VA | Raw Material | NA | HEAT SINK |  | 85469010 | [11 empty] | 1 | 0 | 0 | 1 | [11 empty] | 0 | [5 empty] | SPS-HS-034-01 | SPS-HS-034-01 | SPS-XXHS-XXXX-034-01
IM00903 | HEAT Shink 142x50x35.5mm | SPS-XXHS-XXXX-035-01 |  | B Class | Nos | Nos | I-Inventory | RM-Raw Material | HEAT Shink 142x50x35.5mm | Raw Material | NA | HEAT SINK |  | 85469010 | [11 empty] | 1 | 0 | 0 | 1 | [11 empty] | 0 | [5 empty] | SPS-HS-035-01 | SPS-HS-035-01 | SPS-XXHS-XXXX-035-01
IM00904 | BARE PCB of MPPT 10KVA SHUNT | SPS-XXSH-XXXX-003-0B |  | B Class | Nos | Nos | I-Inventory | RM-Raw Material | BARE PCB of MPPT 10KVA SHUNT | Raw Material | NA | BARE PCB |  | 85340000 | [11 empty] | 1 | 0 | 0 | 1 | [11 empty] | 0 | [5 empty] | SPS-SH-003-B | SPS-SH-003-B | SPS-XXSH-XXXX-003-0B
IM00905 | Bare PCB, Double Sided, FR-4, 1.6mm, 35micron base copper, 25micron plating, SMOBC, HAL, 70.5mm*41.5mm Rev.B | SPS-XXCT-XXXX-001-0B |  | B Class | Nos | Nos | I-Inventory | RM-Raw Material | Bare PCB, Double Sided, FR-4, 1.6mm, 35micron base copper, 25micron plating, SMOBC, HAL, 70.5mm*41.5mm Rev.B | Raw Material | NA | BARE PCB |  | 85340000 | [11 empty] | 1 | 0 | 0 | 1 | [11 empty] | Signum/Genus/BCC/SHOGNI/BLG | [5 empty] | SPS-CT-001-B | SPS-CT-001-B | SPS-XXCT-XXXX-001-0B
IM00906 | Bare PCB, Double Sided, FR-4, 1.6mm, 35micron base copper, 25micron plating, SMOBC, HAL, 70.5mm*41.5mm Rev.C | SPS-XXCT-XXXX-001-0C |  | B Class | Nos | Nos | I-Inventory | RM-Raw Material | Bare PCB, Double Sided, FR-4, 1.6mm, 35micron base copper, 25micron plating, SMOBC, HAL, 70.5mm*41.5mm Rev.C | Raw Material | NA | BARE PCB |  | 85340000 | [11 empty] | 1 | 0 | 0 | 1 | [11 empty] | Signum/Genus/BCC/SHOGNI/BLG | [5 empty] | SPS-CT-001-C | SPS-CT-001-C | SPS-XXCT-XXXX-001-0C
IM00907 | Bare PCB, Double Sided, FR-4, 1.6mm, 70micron base copper, 25micron plating, SMOBC, HAL, 195mm*135mm Rev.C | SPS-XXPC-XXXX-004-0C |  | B Class | Nos | Nos | I-Inventory | RM-Raw Material | Bare PCB, Double Sided, FR-4, 1.6mm, 70micron base copper, 25micron plating, SMOBC, HAL, 195mm*135mm Rev.C | Raw Material | NA | BARE PCB |  | 85340000 | [11 empty] | 1 | 0 | 0 | 1 | [11 empty] | Signum/Genus/BCC/SHOGNI/BLG | [5 empty] | SPS-PC-004-C | SPS-PC-004-C | SPS-XXPC-XXXX-004-0C
IM00908 | 70 MICRON | SPS-XXPC-XXXX-005-0A |  | B Class | Nos | Nos | I-Inventory | RM-Raw Material | 70 MICRON | Raw Material | NA | BARE PCB |  | 85340000 | [11 empty] | 1 | 0 | 0 | 1 | [11 empty] | Signum/Genus/BCC/SHOGNI/BLG | [5 empty] | SPS-PC-005-A | SPS-PC-005-A | SPS-XXPC-XXXX-005-0A
IM00909 | Bare PCB, Double Sided, FR-4, 1.6mm, 35micron base copper, 25micron plating, SMOBC, HAL, 195mm*135mm Rev.A | SPS-XXPC-XXXX-006-0A |  | B Class | Nos | Nos | I-Inventory | RM-Raw Material | Bare PCB, Double Sided, FR-4, 1.6mm, 35micron base copper, 25micron plating, SMOBC, HAL, 195mm*135mm Rev.A | Raw Material | NA | BARE PCB |  | 85340000 | [11 empty] | 1 | 0 | 0 | 1 | [11 empty] | Signum/Genus/BCC/SHOGNI/BLG | [5 empty] | SPS-PC-006-A | SPS-PC-006-A | SPS-XXPC-XXXX-006-0A
IM00910 | Bare PCB, Single Sided, FR-4, 1.6mm, 35micron base copper, 25micron plating, SMOBC, HAL, 41x33mm Rev.A | SPS-XSCC-XXXX-004-0A |  | B Class | Nos | Nos | I-Inventory | RM-Raw Material | Bare PCB, Single Sided, FR-4, 1.6mm, 35micron base copper, 25micron plating, SMOBC, HAL, 41x33mm Rev.A | Raw Material | NA | BARE PCB |  | 85340000 | [11 empty] | 1 | 0 | 0 | 1 | [11 empty] | Signum/Genus/BCC/SHOGNI/BLG | [5 empty] | SPS-SCC-004-A | SPS-SCC-004-A | SPS-XSCC-XXXX-004-0A
IM00911 | Bare PCB, Double Sided, FR-4, 1.6mm, 35micron base copper, 25micron plating, SMOBC, HAL, 45x35mm Rev.B | SPS-XSCC-XXXX-004-0B |  | B Class | Nos | Nos | I-Inventory | RM-Raw Material | Bare PCB, Double Sided, FR-4, 1.6mm, 35micron base copper, 25micron plating, SMOBC, HAL, 45x35mm Rev.B | Raw Material | NA | BARE PCB |  | 85340000 | [11 empty] | 1 | 0 | 0 | 1 | [11 empty] | Signum/Genus/BCC/SHOGNI/BLG | [5 empty] | SPS-SCC-004-B | SPS-SCC-004-B | SPS-XSCC-XXXX-004-0B
IM00912 | Bare PCB, Double Sided, FR-4, 1.6mm, 35micron base copper, 25micron plating, SMOBC, HAL, 45x35mm Rev.C | SPS-XSCC-XXXX-004-0C |  | B Class | Nos | Nos | I-Inventory | RM-Raw Material | Bare PCB, Double Sided, FR-4, 1.6mm, 35micron base copper, 25micron plating, SMOBC, HAL, 45x35mm Rev.C | Raw Material | NA | BARE PCB |  | 85340000 | [11 empty] | 1 | 0 | 0 | 1 | [11 empty] | Signum/Genus/BCC/SHOGNI/BLG | [5 empty] | SPS-SCC-004-C | SPS-SCC-004-C | SPS-XSCC-XXXX-004-0C
IM00913 | Bare PCB, Single Sided, FR-4, 1.6mm, 70micron base copper, 25micron plating, SMOBC, HAL, 135x170mm Rev.B | SPS-XXSH-XXXX-002-0B |  | B Class | Nos | Nos | I-Inventory | RM-Raw Material | Bare PCB, Single Sided, FR-4, 1.6mm, 70micron base copper, 25micron plating, SMOBC, HAL, 135x170mm Rev.B | Raw Material | NA | BARE PCB |  | 85340000 | [11 empty] | 1 | 0 | 0 | 1 | [11 empty] | Signum/Genus/BCC/SHOGNI/BLG | [5 empty] | SPS-SH-002-B | SPS-SH-002-B | SPS-XXSH-XXXX-002-0B
IM00914 | Bare PCB, Single Sided, FR-4, 1.6mm, 35micron base copper, 25micron plating, SMOBC, HAL, 33x26mm Rev.A | SPS-XXDR-XXXX-001-0A |  | B Class | Nos | Nos | I-Inventory | RM-Raw Material | Bare PCB, Single Sided, FR-4, 1.6mm, 35micron base copper, 25micron plating, SMOBC, HAL, 33x26mm Rev.A | Raw Material | NA | BARE PCB |  | 85340000 | [11 empty] | 1 | 0 | 0 | 1 | [11 empty] | Signum/Genus/BCC/SHOGNI/BLG | [5 empty] | SPS-DR-001-A | SPS-DR-001-A | SPS-XXDR-XXXX-001-0A
IM00915 | 0 | SPS-XXCT-XXXX-004-0C |  | B Class | Nos | Nos | I-Inventory | RM-Raw Material | 0 | Raw Material | NA | BARE PCB | [13 empty] | 1 | 0 | 0 | 1 | [11 empty] | 0 | [5 empty] | SPS-CT-004-C | SPS-CT-004-C | SPS-XXCT-XXXX-004-0C
IM00916 | 0 | SPS-XXCT-XXXX-005-0B |  | B Class | Nos | Nos | I-Inventory | RM-Raw Material | 0 | Raw Material | NA | BARE PCB | [13 empty] | 1 | 0 | 0 | 1 | [11 empty] | 0 | [5 empty] | SPS-CT-005-B | SPS-CT-005-B | SPS-XXCT-XXXX-005-0B
IM00917 | Bare PCB, Single Sided, FR-4, 1.6mm, 35micron base copper, 25micron plating, SMOBC, HAL, 165x122mm Rev.B | SPS-XXCT-XXXX-006-0B |  | B Class | Nos | Nos | I-Inventory | RM-Raw Material | Bare PCB, Single Sided, FR-4, 1.6mm, 35micron base copper, 25micron plating, SMOBC, HAL, 165x122mm Rev.B | Raw Material | NA | BARE PCB |  | 85340000 | [11 empty] | 1 | 0 | 0 | 1 | [11 empty] | Signum/Genus/BCC/SHOGNI/BLG | [5 empty] | SPS-CT-006-B | SPS-CT-006-B | SPS-XXCT-XXXX-006-0B
IM00918 | Bare PCB, Double Sided, FR-4, 1.6mm, 35micron base copper, 25micron plating, SMOBC, HAL,70.5mm*52mm Rev.A | SPS-XXCT-XXXX-007-0A |  | B Class | Nos | Nos | I-Inventory | RM-Raw Material | Bare PCB, Double Sided, FR-4, 1.6mm, 35micron base copper, 25micron plating, SMOBC, HAL,70.5mm*52mm Rev.A | Raw Material | NA | BARE PCB |  | 85340000 | [11 empty] | 1 | 0 | 0 | 1 | [11 empty] | Signum/Genus/BCC/SHOGNI/BLG | [5 empty] | SPS-CT-007-A | SPS-CT-007-A | SPS-XXCT-XXXX-007-0A
IM00919 | Bare PCB, Double Sided, FR-4, 1.6mm, 35micron base copper, 25micron plating, SMOBC, HAL,70.5mm*52mm Rev.B | SPS-XXCT-XXXX-007-0B |  | B Class | Nos | Nos | I-Inventory | RM-Raw Material | Bare PCB, Double Sided, FR-4, 1.6mm, 35micron base copper, 25micron plating, SMOBC, HAL,70.5mm*52mm Rev.B | Raw Material | NA | BARE PCB |  | 85340000 | [11 empty] | 1 | 0 | 0 | 1 | [11 empty] | Signum/Genus/BCC/SHOGNI/BLG | [5 empty] | SPS-CT-007-B | SPS-CT-007-B | SPS-XXCT-XXXX-007-0B
IM00920 | Bare PCB, Double Sided, FR-4, 1.6mm, 35micron base copper, 25micron plating, SMOBC, HAL,70.5mm*52mm Rev.C | SPS-XXCT-XXXX-007-0C |  | B Class | Nos | Nos | I-Inventory | RM-Raw Material | Bare PCB, Double Sided, FR-4, 1.6mm, 35micron base copper, 25micron plating, SMOBC, HAL,70.5mm*52mm Rev.C | Raw Material | NA | BARE PCB |  | 85340000 | [11 empty] | 1 | 0 | 0 | 1 | [11 empty] | Signum/Genus/BCC/SHOGNI/BLG | [5 empty] | SPS-CT-007-C | SPS-CT-007-C | SPS-XXCT-XXXX-007-0C
IM00921 | Bare PCB, Double Sided, FR-4, 1.6mm, 35micron base copper, 25micron plating, SMOBC, HAL, 48x48mm Rev.A | SPS-XUSB-XXXX-002-0A |  | B Class | Nos | Nos | I-Inventory | RM-Raw Material | Bare PCB, Double Sided, FR-4, 1.6mm, 35micron base copper, 25micron plating, SMOBC, HAL, 48x48mm Rev.A | Raw Material | NA | BARE PCB |  | 85340000 | [11 empty] | 1 | 0 | 0 | 1 | [11 empty] | Signum/Genus/BCC/SHOGNI/BLG | [5 empty] | SPS-USB-002-A | SPS-USB-002-A | SPS-XUSB-XXXX-002-0A
IM00922 | Bare PCB, Double Sided, FR-4, 1.6mm, 35micron base copper, 25micron plating, SMOBC, HAL, 110mm*37.5mm Rev.D | SPS-XDIS-XXXX-002-0D |  | B Class | Nos | Nos | I-Inventory | RM-Raw Material | Bare PCB, Double Sided, FR-4, 1.6mm, 35micron base copper, 25micron plating, SMOBC, HAL, 110mm*37.5mm Rev.D | Raw Material | NA | BARE PCB |  | 85340000 | [11 empty] | 1 | 0 | 0 | 1 | [11 empty] | Signum/Genus/BCC/SHOGNI/BLG | [5 empty] | SPS-DIS-002-D | SPS-DIS-002-D | SPS-XDIS-XXXX-002-0D
IM00923 | 0 | SPS-XXHU-XXXX-001-0G |  | B Class | Nos | Nos | I-Inventory | RM-Raw Material | 0 | Raw Material | NA | BARE PCB | [13 empty] | 1 | 0 | 0 | 1 | [11 empty] | 0 | [5 empty] | SPS-HU-001-G | SPS-HU-001-G | SPS-XXHU-XXXX-001-0G
IM00924 | 0 | SPS-XXHU-XXXX-002-0A |  | B Class | Nos | Nos | I-Inventory | RM-Raw Material | 0 | Raw Material | NA | BARE PCB | [13 empty] | 1 | 0 | 0 | 1 | [11 empty] | 0 | [5 empty] | SPS-HU-002-A | SPS-HU-002-A | SPS-XXHU-XXXX-002-0A
IM00925 | 0 | SPS-XXHU-XXXX-004-0C |  | B Class | Nos | Nos | I-Inventory | RM-Raw Material | 0 | Raw Material | NA | BARE PCB | [13 empty] | 1 | 0 | 0 | 1 | [11 empty] | 0 | [5 empty] | SPS-HU-004-C | SPS-HU-004-C | SPS-XXHU-XXXX-004-0C
IM00926 | Bare PCB, Double Sided, FR-4, 1.6mm, 35micron base copper, 25micron plating, SMOBC, HAL,190mm*130mm Rev.D | SPS-XXHU-XXXX-004-0D |  | B Class | Nos | Nos | I-Inventory | RM-Raw Material | Bare PCB, Double Sided, FR-4, 1.6mm, 35micron base copper, 25micron plating, SMOBC, HAL,190mm*130mm Rev.D | Raw Material | NA | BARE PCB |  | 85340000 | [11 empty] | 1 | 0 | 0 | 1 | [11 empty] | Signum/Genus/BCC/SHOGNI/BLG | [5 empty] | SPS-HU-004-D | SPS-HU-004-D | SPS-XXHU-XXXX-004-0D
IM00927 | Bare PCB, Double Sided, FR-4, 1.6mm, 35micron base copper, 25micron plating, SMOBC, HAL, 172mm*108mm Rev.C | SPS-XXHU-XXXX-006-0C |  | B Class | Nos | Nos | I-Inventory | RM-Raw Material | Bare PCB, Double Sided, FR-4, 1.6mm, 35micron base copper, 25micron plating, SMOBC, HAL, 172mm*108mm Rev.C | Raw Material | NA | BARE PCB |  | 85340000 | [11 empty] | 1 | 0 | 0 | 1 | [11 empty] | Signum/Genus/BCC/SHOGNI/BLG | [5 empty] | SPS-HU-006-C | SPS-HU-006-C | SPS-XXHU-XXXX-006-0C
IM00928 | Bare PCB, Double Sided, FR-4, 1.6mm, 35micron base copper, 25micron plating, SMOBC, HAL,215mm*135mm Rev.B | SPS-XXHU-XXXX-007-0B |  | B Class | Nos | Nos | I-Inventory | RM-Raw Material | Bare PCB, Double Sided, FR-4, 1.6mm, 35micron base copper, 25micron plating, SMOBC, HAL,215mm*135mm Rev.B | Raw Material | NA | BARE PCB |  | 85340000 | [11 empty] | 1 | 0 | 0 | 1 | [11 empty] | Signum/Genus/BCC/SHOGNI/BLG | [5 empty] | SPS-HU-007-B | SPS-HU-007-B | SPS-XXHU-XXXX-007-0B
IM00929 | Bare PCB, Double Sided, FR-4, 1.6mm, 70micron base copper, 25micron plating, SMOBC, HAL,215mm*135mm Rev.C | SPS-XXHU-XXXX-007-0C |  | B Class | Nos | Nos | I-Inventory | RM-Raw Material | Bare PCB, Double Sided, FR-4, 1.6mm, 70micron base copper, 25micron plating, SMOBC, HAL,215mm*135mm Rev.C | Raw Material | NA | BARE PCB |  | 85340000 | [11 empty] | 1 | 0 | 0 | 1 | [11 empty] | Signum/Genus/BCC/SHOGNI/BLG | [5 empty] | SPS-HU-007-C | SPS-HU-007-C | SPS-XXHU-XXXX-007-0C
IM00930 | 0 | SPS-XXMP-XXXX-001-0C |  | B Class | Nos | Nos | I-Inventory | RM-Raw Material | 0 | Raw Material | NA | BARE PCB | [13 empty] | 1 | 0 | 0 | 1 | [11 empty] | 0 | [5 empty] | SPS-MP-001-C | SPS-MP-001-C | SPS-XXMP-XXXX-001-0C
IM00931 | 0 | SPS-XXMP-XXXX-002-0C |  | B Class | Nos | Nos | I-Inventory | RM-Raw Material | 0 | Raw Material | NA | BARE PCB | [13 empty] | 1 | 0 | 0 | 1 | [11 empty] | 0 | [5 empty] | SPS-MP-002-C | SPS-MP-002-C | SPS-XXMP-XXXX-002-0C
IM00932 | 0 | SPS-XXMP-XXXX-003-0E |  | B Class | Nos | Nos | I-Inventory | RM-Raw Material | 0 | Raw Material | NA | BARE PCB | [13 empty] | 1 | 0 | 0 | 1 | [11 empty] | 0 | [5 empty] | SPS-MP-003-E | SPS-MP-003-E | SPS-XXMP-XXXX-003-0E
IM00933 | 0 | SPS-XXMP-XXXX-004-0A |  | B Class | Nos | Nos | I-Inventory | RM-Raw Material | 0 | Raw Material | NA | BARE PCB | [13 empty] | 1 | 0 | 0 | 1 | [11 empty] | 0 | [5 empty] | SPS-MP-004-A | SPS-MP-004-A | SPS-XXMP-XXXX-004-0A
IM00934 | Bare PCB, Double Sided, FR-4, 1.6mm, 35micron base copper, 25micron plating, SMOBC, HAL,174mm*70mm Rev.D | SPS-XXMP-XXXX-005-0D |  | B Class | Nos | Nos | I-Inventory | RM-Raw Material | Bare PCB, Double Sided, FR-4, 1.6mm, 35micron base copper, 25micron plating, SMOBC, HAL,174mm*70mm Rev.D | Raw Material | NA | BARE PCB |  | 85340000 | [11 empty] | 1 | 0 | 0 | 1 | [11 empty] | Signum/Genus/BCC/SHOGNI/BLG | [5 empty] | SPS-MP-005-D | SPS-MP-005-D | SPS-XXMP-XXXX-005-0D
IM00935 | Bare PCB, Double Sided, FR-4, 1.6mm, 35micron base copper, 25micron plating, SMOBC, HAL,169mm*138.5mm Rev.B | SPS-XXMP-XXXX-006-0B |  | B Class | Nos | Nos | I-Inventory | RM-Raw Material | Bare PCB, Double Sided, FR-4, 1.6mm, 35micron base copper, 25micron plating, SMOBC, HAL,169mm*138.5mm Rev.B | Raw Material | NA | BARE PCB |  | 85340000 | [11 empty] | 1 | 0 | 0 | 1 | [11 empty] | Signum/Genus/BCC/SHOGNI/BLG | [5 empty] | SPS-MP-006-B | SPS-MP-006-B | SPS-XXMP-XXXX-006-0B
IM00936 | 0 | SPS-XXPC-XXXX-001-0D |  | B Class | Nos | Nos | I-Inventory | RM-Raw Material | 0 | Raw Material | NA | BARE PCB |  | 0 | [11 empty] | 1 | 0 | 0 | 1 | [11 empty] | 0 | [5 empty] | SPS-PC-001-D | SPS-PC-001-D | SPS-XXPC-XXXX-001-0D
IM00937 | 0 | SPS-XXPC-XXXX-002-0C |  | B Class | Nos | Nos | I-Inventory | RM-Raw Material | 0 | Raw Material | NA | BARE PCB |  | 0 | [11 empty] | 1 | 0 | 0 | 1 | [11 empty] | 0 | [5 empty] | SPS-PC-002-C | SPS-PC-002-C | SPS-XXPC-XXXX-002-0C
IM00938 | 0 | SPS-XXPS-XXXX-001-0B |  | B Class | Nos | Nos | I-Inventory | RM-Raw Material | 0 | Raw Material | NA | BARE PCB |  | 0 | [11 empty] | 1 | 0 | 0 | 1 | [11 empty] | 0 | [5 empty] | SPS-PS-001-B | SPS-PS-001-B | SPS-XXPS-XXXX-001-0B
IM00939 | 0 | SPS-XXRL-XXXX-001-0B |  | B Class | Nos | Nos | I-Inventory | RM-Raw Material | 0 | Raw Material | NA | BARE PCB |  | 0 | [11 empty] | 1 | 0 | 0 | 1 | [11 empty] | 0 | [5 empty] | SPS-RL-001-B | SPS-RL-001-B | SPS-XXRL-XXXX-001-0B
IM00940 | 0 | SPS-XSCC-XXXX-001-0D |  | B Class | Nos | Nos | I-Inventory | RM-Raw Material | 0 | Raw Material | NA | BARE PCB |  | 0 | [11 empty] | 1 | 0 | 0 | 1 | [11 empty] | 0 | [5 empty] | SPS-SCC-001-D | SPS-SCC-001-D | SPS-XSCC-XXXX-001-0D
IM00941 | 0 | SPS-XSCC-XXXX-002-0C |  | B Class | Nos | Nos | I-Inventory | RM-Raw Material | 0 | Raw Material | NA | BARE PCB |  | 0 | [11 empty] | 1 | 0 | 0 | 1 | [11 empty] | 0 | [5 empty] | SPS-SCC-002-C | SPS-SCC-002-C | SPS-XSCC-XXXX-002-0C
IM00942 | 0 | SPS-XSCC-XXXX-003-0C |  | B Class | Nos | Nos | I-Inventory | RM-Raw Material | 0 | Raw Material | NA | BARE PCB |  | 0 | [11 empty] | 1 | 0 | 0 | 1 | [11 empty] | 0 | [5 empty] | SPS-SCC-003-C | SPS-SCC-003-C | SPS-XSCC-XXXX-003-0C
IM00943 | 0 | SPS-XSCC-XXXX-003-0D |  | B Class | Nos | Nos | I-Inventory | RM-Raw Material | 0 | Raw Material | NA | BARE PCB |  | 0 | [11 empty] | 1 | 0 | 0 | 1 | [11 empty] | 0 | [5 empty] | SPS-SCC-003-D | SPS-SCC-003-D | SPS-XSCC-XXXX-003-0D
IM00944 | 0 | SPS-XXSH-XXXX-003-0A |  | B Class | Nos | Nos | I-Inventory | RM-Raw Material | 0 | Raw Material | NA | BARE PCB |  | 0 | [11 empty] | 1 | 0 | 0 | 1 | [11 empty] | 0 | [5 empty] | SPS-SH-003-A | SPS-SH-003-A | SPS-XXSH-XXXX-003-0A
IM00945 | 0 | SPS-XXSW-XXXX-001-00 |  | B Class | Nos | Nos | I-Inventory | RM-Raw Material | 0 | Raw Material | NA | BARE PCB |  | 0 | [11 empty] | 1 | 0 | 0 | 1 | [11 empty] | 0 | [5 empty] | SPS-SW-001-R.00 | SPS-SW-001-R.00 | SPS-XXSW-XXXX-001-00
IM00946 | 0 | SPS-XXSW-XXXX-002-0B |  | B Class | Nos | Nos | I-Inventory | RM-Raw Material | 0 | Raw Material | NA | BARE PCB |  | 0 | [11 empty] | 1 | 0 | 0 | 1 | [11 empty] | 0 | [5 empty] | SPS-SW-002-B | SPS-SW-002-B | SPS-XXSW-XXXX-002-0B
IM00947 | 0 | SPS-XUSB-XXXX-001-0A |  | B Class | Nos | Nos | I-Inventory | RM-Raw Material | 0 | Raw Material | NA | BARE PCB |  | 0 | [11 empty] | 1 | 0 | 0 | 1 | [11 empty] | 0 | [5 empty] | SPS-USB-001-A | SPS-USB-001-A | SPS-XUSB-XXXX-001-0A
IM00948 | Bare PCB, Double Sided, FR-4, 1.6mm, 35micron base copper, 25micron plating, SMOBC, HAL, 170mm*112mm Rev.1 | SPS-XXPS-XXXX-003-0B |  | B Class | Nos | Nos | I-Inventory | RM-Raw Material | Bare PCB, Double Sided, FR-4, 1.6mm, 35micron base copper, 25micron plating, SMOBC, HAL, 170mm*112mm Rev.1 | Raw Material | NA | BARE PCB |  | 85340000 | [11 empty] | 1 | 0 | 0 | 1 | [11 empty] | Signum/Genus/BCC/SHOGNI/BLG | [5 empty] | SPS-PS-003-B | SPS-PS-003-B | SPS-XXPS-XXXX-003-0B
IM00949 | Buzzer BO,5V, 7.5mm pitch | BUZ-XXTH-XXXX-001-01 |  | B Class | Nos | Nos | I-Inventory | RM-Raw Material | Buzzer BO,5V, 7.5mm pitch | Raw Material | NA | BUZZER |  | 85322500 | [11 empty] | 1 | 0 | 0 | 1 | [11 empty] | Sanco Hicotronics Mann | [5 empty] | EMB-1205A (Sanco) DHP1206X (Hicotronics) MN70353-B (Mann) | BUZ-TH-001 | BUZ-XXTH-XXXX-001-01
IM00950 | El. Capacitor 2.2uF;63V;85Deg.C;5x11mm | CAP-XXEL-XXXX-001-01 |  | B Class | Nos | Nos | I-Inventory | RM-Raw Material | El. Capacitor 2.2uF;63V;85Deg.C;5x11mm | Raw Material | NA | CAPACITOR |  | 85322500 | [11 empty] | 1 | 0 | 0 | 1 | [11 empty] | G-luxon/Suscon/ Samwah/NICHICON/JACKCON/GLAN | [5 empty] | AVL | CAP-EL-001 | CAP-XXEL-XXXX-001-01
IM00951 | El. Capacitor 3300uF;80V;105Deg.C;22x50mm | CAP-XXEL-XXXX-002-01 |  | B Class | Nos | Nos | I-Inventory | RM-Raw Material | El. Capacitor 3300uF;80V;105Deg.C;22x50mm | Raw Material | NA | CAPACITOR |  | 85322500 | [11 empty] | 1 | 0 | 0 | 1 | [11 empty] | G-luxon/Suscon/ Samwah/NICHICON/JACKCON/GLAN | [5 empty] | AVL | CAP-EL-002 | CAP-XXEL-XXXX-002-01
IM00952 | El. Capacitor 470uF;35V;85Deg.C;10x20mm | CAP-XXEL-XXXX-003-01 |  | B Class | Nos | Nos | I-Inventory | RM-Raw Material | El. Capacitor 470uF;35V;85Deg.C;10x20mm | Raw Material | NA | CAPACITOR |  | 85322500 | [11 empty] | 1 | 0 | 0 | 1 | [11 empty] | G-luxon/Suscon/ Samwah/NICHICON/JACKCON/GLAN | [5 empty] | AVL | CAP-EL-003 | CAP-XXEL-XXXX-003-01
IM00953 | El. Capacitor 6800uF;25V;105Deg.C;18x35mm | CAP-XXEL-XXXX-004-01 |  | B Class | Nos | Nos | I-Inventory | RM-Raw Material | El. Capacitor 6800uF;25V;105Deg.C;18x35mm | Raw Material | NA | CAPACITOR |  | 85322500 | [11 empty] | 1 | 0 | 0 | 1 | [11 empty] | G-luxon GLAN | [5 empty] | GLZ688M025S1A6N360 (G-Luxon) LE025682M18035R0 (GLAN) | CAP-EL-004 | CAP-XXEL-XXXX-004-01
IM00954 | El. Capacitor 6800uF;50V;105Deg.C;22x50 to 55mm | CAP-XXEL-XXXX-005-01 |  | B Class | Nos | Nos | I-Inventory | RM-Raw Material | El. Capacitor 6800uF;50V;105Deg.C;22x50 to 55mm | Raw Material | NA | CAPACITOR |  | 85322500 | [11 empty] | 1 | 0 | 0 | 1 | [11 empty] | G-luxon NICHICON JACKCON GLAN | [5 empty] | LKP682M50V2250 (G-luxon) LGG1H682MELENS (NICHICON) GLZ688M050S1A6Q500 (JACKCON) RM050682M22045R0 (GLAN) | CAP-EL-005 | CAP-XXEL-XXXX-005-01
IM00955 | El. Capacitor 4700uF;250V;105Deg.C;SCREW TYPE | CAP-XXEL-XXXX-006-01 |  | B Class | Nos | Nos | I-Inventory | RM-Raw Material | El. Capacitor 4700uF;250V;105Deg.C;SCREW TYPE | Raw Material | NA | CAPACITOR |  | 85322500 | [11 empty] | 1 | 0 | 0 | 1 | [11 empty] | G-luxon/Suscon/ Samwah/NICHICON/JACKCON/GLAN | [5 empty] | AVL | CAP-EL-006 | CAP-XXEL-XXXX-006-01
IM00956 | El. Capacitor 10000uF;250V;105Deg.C;SCREW TYPE | CAP-XXEL-XXXX-007-01 |  | B Class | Nos | Nos | I-Inventory | RM-Raw Material | El. Capacitor 10000uF;250V;105Deg.C;SCREW TYPE | Raw Material | NA | CAPACITOR |  | 85322500 | [11 empty] | 1 | 0 | 0 | 1 | [11 empty] | G-luxon/Suscon/ Samwah/NICHICON/JACKCON/GLAN | [5 empty] | AVL | CAP-EL-007 | CAP-XXEL-XXXX-007-01
IM00957 | El. Capacitor 47uF;35V;85Deg.C;5X11mm | CAP-XXEL-XXXX-008-01 |  | B Class | Nos | Nos | I-Inventory | RM-Raw Material | El. Capacitor 47uF;35V;85Deg.C;5X11mm | Raw Material | NA | CAPACITOR |  | 85322500 | [11 empty] | 1 | 0 | 0 | 1 | [11 empty] | G-luxon/Suscon/ Samwah/NICHICON/JACKCON/GLAN | [5 empty] | AVL | CAP-EL-008 | CAP-XXEL-XXXX-008-01
IM00958 | El. Capacitor 47uF;400V | CAP-XXEL-XXXX-009-01 |  | B Class | Nos | Nos | I-Inventory | RM-Raw Material | El. Capacitor 47uF;400V | Raw Material | NA | CAPACITOR |  | 85322500 | [11 empty] | 1 | 0 | 0 | 1 | [11 empty] | G-luxon/Suscon/ Samwah/NICHICON/JACKCON/GLAN | [5 empty] | AVL | CAP-EL-009 | CAP-XXEL-XXXX-009-01
IM00959 | El. Capacitor 100uF;250V;85Deg.C;18x25mm | CAP-XXEL-XXXX-010-01 |  | B Class | Nos | Nos | I-Inventory | RM-Raw Material | El. Capacitor 100uF;250V;85Deg.C;18x25mm | Raw Material | NA | CAPACITOR |  | 85322500 | [11 empty] | 1 | 0 | 0 | 1 | [11 empty] | G-luxon/Suscon/ Samwah/NICHICON/JACKCON/GLAN | [5 empty] | AVL | CAP-EL-010 | CAP-XXEL-XXXX-010-01
IM00960 | EL Capacitor;4700uf;50v;105Deg.c | CAP-XXEL-XXXX-011-01 |  | B Class | Nos | Nos | I-Inventory | RM-Raw Material | EL Capacitor;4700uf;50v;105Deg.c | Raw Material | NA | CAPACITOR |  | 85322500 | [11 empty] | 1 | 0 | 0 | 1 | [11 empty] | G-luxon/Suscon/ Samwah/NICHICON/JACKCON/GLAN | [5 empty] | AVL | CAP-EL-011 | CAP-XXEL-XXXX-011-01
IM00961 | El. Capacitor 10uF;25V;85Deg.C;5x11mm | CAP-XXEL-XXXX-012-01 |  | B Class | Nos | Nos | I-Inventory | RM-Raw Material | El. Capacitor 10uF;25V;85Deg.C;5x11mm | Raw Material | NA | CAPACITOR |  | 85322500 | [11 empty] | 1 | 0 | 0 | 1 | [11 empty] | NICHICON JACKCON SAMWAH GLAN | [5 empty] | UKL1E100MDD (NICHICON) LHK100M63V511 (JACKCON) MK1E106M05011 (SAMWAH) RH SERIES (GLAN) | CAP-EL-012 | CAP-XXEL-XXXX-012-01
IM00962 | El. Capacitor 100uF;400V;85Deg.C;18x25mm | CAP-XXEL-XXXX-013-01 |  | B Class | Nos | Nos | I-Inventory | RM-Raw Material | El. Capacitor 100uF;400V;85Deg.C;18x25mm | Raw Material | NA | CAPACITOR |  | 85322500 | [11 empty] | 1 | 0 | 0 | 1 | [11 empty] | G-luxon/Suscon/ Samwah/NICHICON/JACKCON/GLAN | [5 empty] | AVL | CAP-EL-013 | CAP-XXEL-XXXX-013-01
IM00963 | El. Capacitor 470uF;25V;85Deg.C;6.5x11.5mm | CAP-XXEL-XXXX-014-01 |  | B Class | Nos | Nos | I-Inventory | RM-Raw Material | El. Capacitor 470uF;25V;85Deg.C;6.5x11.5mm | Raw Material | NA | CAPACITOR |  | 85322500 | [11 empty] | 1 | 0 | 0 | 1 | [11 empty] | G-luxon/Suscon/ Samwah/NICHICON/JACKCON/GLAN | [5 empty] | AVL | CAP-EL-014 | CAP-XXEL-XXXX-014-01
IM00964 | El. Capacitor 100uF;25V;85Deg.C;5X11mm | CAP-XXEL-XXXX-015-01 |  | B Class | Nos | Nos | I-Inventory | RM-Raw Material | El. Capacitor 100uF;25V;85Deg.C;5X11mm | Raw Material | NA | CAPACITOR |  | 85322500 | [11 empty] | 1 | 0 | 0 | 1 | [11 empty] | G-luxon/Suscon/ Samwah/NICHICON/JACKCON/GLAN | [5 empty] | RH025101M06012R0 (GLAN) | CAP-EL-015 | CAP-XXEL-XXXX-015-01
IM00965 | El. Capacitor 1uF;25V;85Deg.C;5x11mm | CAP-XXEL-XXXX-016-01 |  | B Class | Nos | Nos | I-Inventory | RM-Raw Material | El. Capacitor 1uF;25V;85Deg.C;5x11mm | Raw Material | NA | CAPACITOR |  | 85322500 | [11 empty] | 1 | 0 | 0 | 1 | [11 empty] | G-luxon/Suscon/ Samwah/NICHICON/JACKCON/GLAN | [5 empty] | LPS010M63V511 (JACKCON) | CAP-EL-016 | CAP-XXEL-XXXX-016-01
IM00966 | El. Capacitor 2.2µF;25V;85Deg.C;5x11mm | CAP-XXEL-XXXX-017-01 |  | B Class | Nos | Nos | I-Inventory | RM-Raw Material | El. Capacitor 2.2µF;25V;85Deg.C;5x11mm | Raw Material | NA | CAPACITOR |  | 85322500 | [11 empty] | 1 | 0 | 0 | 1 | [11 empty] | G-luxon/Suscon/ Samwah/NICHICON/JACKCON/GLAN | [5 empty] | AVL | CAP-EL-017 | CAP-XXEL-XXXX-017-01
IM00967 | El. Capacitor 1000uF;160V;105Deg.C | CAP-XXEL-XXXX-018-01 |  | B Class | Nos | Nos | I-Inventory | RM-Raw Material | El. Capacitor 1000uF;160V;105Deg.C | Raw Material | NA | CAPACITOR |  | 85322500 | [11 empty] | 1 | 0 | 0 | 1 | [11 empty] | G-luxon/Suscon/ Samwah/NICHICON/JACKCON/GLAN | [5 empty] | HE SERIES LGN2C102MELZ45 | CAP-EL-018 | CAP-XXEL-XXXX-018-01
IM00968 | El. Capacitor 100uF;100V;85Deg.C;10x20mm | CAP-XXEL-XXXX-019-01 |  | B Class | Nos | Nos | I-Inventory | RM-Raw Material | El. Capacitor 100uF;100V;85Deg.C;10x20mm | Raw Material | NA | CAPACITOR |  | 85322500 | [11 empty] | 1 | 0 | 0 | 1 | [11 empty] | G-luxon/Suscon/ Samwah//NICHICON/JACKCON/GLAN | [5 empty] | AVL | CAP-EL-019 | CAP-XXEL-XXXX-019-01
IM00969 | El. Capacitor 47uF;25V;85Deg.C;5X11mm | CAP-XXEL-XXXX-020-01 |  | B Class | Nos | Nos | I-Inventory | RM-Raw Material | El. Capacitor 47uF;25V;85Deg.C;5X11mm | Raw Material | NA | CAPACITOR |  | 85322500 | [11 empty] | 1 | 0 | 0 | 1 | [11 empty] | G-luxon/Suscon/ Samwah//NICHICON/JACKCON/GLAN | [5 empty] | AVL | CAP-EL-020 | CAP-XXEL-XXXX-020-01
IM00970 | El. Capacitor 22uF;25V;85Deg.C;5x11mm | CAP-XXEL-XXXX-021-01 |  | B Class | Nos | Nos | I-Inventory | RM-Raw Material | El. Capacitor 22uF;25V;85Deg.C;5x11mm | Raw Material | NA | CAPACITOR |  | 85322500 | [11 empty] | 1 | 0 | 0 | 1 | [11 empty] | G-luxon/Suscon/ Samwah/NICHICON/JACKCON/GLAN | [5 empty] | AVL | CAP-EL-021 | CAP-XXEL-XXXX-021-01
IM00971 | El. Capacitor 4700uF;315V;105Deg.C;SCREW TYPE | CAP-XXEL-XXXX-022-01 |  | B Class | Nos | Nos | I-Inventory | RM-Raw Material | El. Capacitor 4700uF;315V;105Deg.C;SCREW TYPE | Raw Material | NA | CAPACITOR |  | 73181300 | [11 empty] | 1 | 0 | 0 | 1 | [11 empty] | G-luxon/Suscon/ Samwah/NICHICON/JACKCON/GLAN | [5 empty] | AVL | CAP-EL-022 | CAP-XXEL-XXXX-022-01
IM00972 | El. Capacitor 10000uF;315V;105Deg.C;SCREW TYPE | CAP-XXEL-XXXX-023-01 |  | B Class | Nos | Nos | I-Inventory | RM-Raw Material | El. Capacitor 10000uF;315V;105Deg.C;SCREW TYPE | Raw Material | NA | CAPACITOR |  | 73181300 | [11 empty] | 1 | 0 | 0 | 1 | [11 empty] | G-luxon/Suscon/ Samwah/NICHICON/JACKCON/GLAN/KENDEIL | [5 empty] | KI083151030LM0J143 (KENDEIL) | CAP-EL-023 | CAP-XXEL-XXXX-023-01
IM00973 | Box Capacitor 102;50V; (1nF) | CAP-XXBX-XXXX-001-01 |  | B Class | Nos | Nos | I-Inventory | RM-Raw Material | Box Capacitor 102;50V; (1nF) | Raw Material | NA | CAPACITOR |  | 85322500 | [11 empty] | 1 | 0 | 0 | 1 | [11 empty] | 0 | [5 empty] | AVL | CAP-BX-001 | CAP-XXBX-XXXX-001-01
IM00974 | POLY BOX ;50V;470PF;JP5.08 | CAP-XXBX-XXXX-002-01 |  | B Class | Nos | Nos | I-Inventory | RM-Raw Material | POLY BOX ;50V;470PF;JP5.08 | Raw Material | NA | CAPACITOR |  | 85322500 | [11 empty] | 1 | 0 | 0 | 1 | [11 empty] | 0 | [5 empty] | AVL | CAP-BX-002 | CAP-XXBX-XXXX-002-01
IM00975 | Poly Box;22nf;100v ;85Deg.c | CAP-XXBX-XXXX-003-01 |  | B Class | Nos | Nos | I-Inventory | RM-Raw Material | Poly Box;22nf;100v ;85Deg.c | Raw Material | NA | CAPACITOR |  | 85322500 | [11 empty] | 1 | 0 | 0 | 1 | [11 empty] | KEMET VISHAY AVX | [5 empty] | AVL | CAP-BX-003 | CAP-XXBX-XXXX-003-01
IM00976 | Poly Box;3.3nf;100v;85Deg.c | CAP-XXBX-XXXX-004-01 |  | B Class | Nos | Nos | I-Inventory | RM-Raw Material | Poly Box;3.3nf;100v;85Deg.c | Raw Material | NA | CAPACITOR |  | 85322500 | [11 empty] | 1 | 0 | 0 | 1 | [11 empty] | 0 | [5 empty] | AVL | CAP-BX-004 | CAP-XXBX-XXXX-004-01
IM00977 | Box Capacitor 103;100V, 10nf | CAP-XXBX-XXXX-005-01 |  | B Class | Nos | Nos | I-Inventory | RM-Raw Material | Box Capacitor 103;100V, 10nf | Raw Material | NA | CAPACITOR |  | 85322500 | [11 empty] | 1 | 0 | 0 | 1 | [11 empty] | 0 | [5 empty] | AVL | CAP-BX-005 | CAP-XXBX-XXXX-005-01
IM00978 | Poly Box Capacitor 0.1uF,J;63V;85Deg.C; 7.5X2.5mm | CAP-XXBX-XXXX-006-01 |  | B Class | Nos | Nos | I-Inventory | RM-Raw Material | Poly Box Capacitor 0.1uF,J;63V;85Deg.C; 7.5X2.5mm | Raw Material | NA | CAPACITOR |  | 85322500 | [11 empty] | 1 | 0 | 0 | 1 | [11 empty] | KEMET VISHAY AVX | [5 empty] | MMK5104K63J01L4BULK (KEMET) BFC247016104 (VISHAY) BH014D0104K01 (AVX) | CAP-BX-006 | CAP-XXBX-XXXX-006-01
IM00979 | Box Capacitor 22nF,275V, | CAP-XXBX-XXXX-007-01 |  | B Class | Nos | Nos | I-Inventory | RM-Raw Material | Box Capacitor 22nF,275V, | Raw Material | NA | CAPACITOR |  | 85322500 | [11 empty] | 1 | 0 | 0 | 1 | [11 empty] | KEMET WURTH TDK | [5 empty] | R46KF222000H1M (KEMET) 890324023011 (WURTH) B32921C3223M289 (TDK) | CAP-BX-007 | CAP-XXBX-XXXX-007-01
IM00980 | Box Capacitor 104;100V, 100nf | CAP-XXBX-XXXX-008-01 |  | B Class | Nos | Nos | I-Inventory | RM-Raw Material | Box Capacitor 104;100V, 100nf | Raw Material | NA | CAPACITOR |  | 85322500 | [11 empty] | 1 | 0 | 0 | 1 | [11 empty] | TDK VISHAY JACKCON | [5 empty] | B32529C0104K189 (TDK) MKT1818410065F (VISHAY) MSC104J100V520AP (JACKCON) | CAP-BX-008 | CAP-XXBX-XXXX-008-01
IM00981 | Box Capacitor 104;150V, 100nf | CAP-XXBX-XXXX-009-01 |  | B Class | Nos | Nos | I-Inventory | RM-Raw Material | Box Capacitor 104;150V, 100nf | Raw Material | NA | CAPACITOR |  | 85322500 | [11 empty] | 1 | 0 | 0 | 1 | [11 empty] | 0 | [5 empty] | N/A | CAP-BX-009 | CAP-XXBX-XXXX-009-01
IM00982 | Box Capacitor 4700PF,3KV(472) | CAP-XXBX-XXXX-010-01 |  | B Class | Nos | Nos | I-Inventory | RM-Raw Material | Box Capacitor 4700PF,3KV(472) | Raw Material | NA | CAPACITOR |  | 85322500 | [11 empty] | 1 | 0 | 0 | 1 | [11 empty] | AVL | [5 empty] | AVL | CAP-BX-010 | CAP-XXBX-XXXX-010-01
IM00983 | CD Capacitor 4700pf(472);1000V | CAP-XXCD-XXXX-001-01 |  | B Class | Nos | Nos | I-Inventory | RM-Raw Material | CD Capacitor 4700pf(472);1000V | Raw Material | NA | CAPACITOR |  | 85322500 | [11 empty] | 1 | 0 | 0 | 1 | [11 empty] | 0 | [5 empty] | N/A | CAP-CD-001 | CAP-XXCD-XXXX-001-01
IM00984 | CAP 100V 0.01uF K X7R 0805 (103) | CAP-XXSM-XXXX-001-01 |  | B Class | Nos | Nos | I-Inventory | RM-Raw Material | CAP 100V 0.01uF K X7R 0805 (103) | Raw Material | NA | CAPACITOR |  | 85322500 | [11 empty] | 1 | 0 | 0 | 1 | [11 empty] | 0 | [5 empty] | N/A | CAP-SM-001 | CAP-XXSM-XXXX-001-01
IM00985 | CAP 100V 0.1uF K X7R 0805 (104) | CAP-XXSM-XXXX-002-01 |  | B Class | Nos | Nos | I-Inventory | RM-Raw Material | CAP 100V 0.1uF K X7R 0805 (104) | Raw Material | NA | CAPACITOR |  | 85322500 | [11 empty] | 1 | 0 | 0 | 1 | [11 empty] | WALSIN | [5 empty] | 0805B104K101CT (WALSIN) | CAP-SM-002 | CAP-XXSM-XXXX-002-01
IM00986 | CAP 50V 0.1uF K X7R 0805 (104) | CAP-XXSM-XXXX-003-01 |  | B Class | Nos | Nos | I-Inventory | RM-Raw Material | CAP 50V 0.1uF K X7R 0805 (104) | Raw Material | NA | CAPACITOR |  | 85322500 | [11 empty] | 1 | 0 | 0 | 1 | [11 empty] | WURTH WALSIN | [5 empty] | 885012207098 (WURTH) 0805B104K500C (WALSIN) | CAP-SM-003 | CAP-XXSM-XXXX-003-01
IM00987 | Capacitor 470pF; 50V; SMD 0805 | CAP-XXSM-XXXX-004-01 |  | B Class | Nos | Nos | I-Inventory | RM-Raw Material | Capacitor 470pF; 50V; SMD 0805 | Raw Material | NA | CAPACITOR |  | 85322500 | [11 empty] | 1 | 0 | 0 | 1 | [11 empty] | WURTH WALSIN | [5 empty] | AVL | CAP-SM-004 | CAP-XXSM-XXXX-004-01
IM00988 | CAP 50V 0.01uF K X7R 0805 (103) | CAP-XXSM-XXXX-005-01 |  | B Class | Nos | Nos | I-Inventory | RM-Raw Material | CAP 50V 0.01uF K X7R 0805 (103) | Raw Material | NA | CAPACITOR |  | 85322500 | [11 empty] | 1 | 0 | 0 | 1 | [11 empty] | WURTH WALSIN | [5 empty] | 885012207092 (WURTH) 0805B103K500C (WALSIN) | CAP-SM-005 | CAP-XXSM-XXXX-005-01
IM00989 | Ceramic Capacitor 220;50V;SMD 0805 (22pf K X7R ) | CAP-XXSM-XXXX-006-01 |  | B Class | Nos | Nos | I-Inventory | RM-Raw Material | Ceramic Capacitor 220;50V;SMD 0805 (22pf K X7R ) | Raw Material | NA | CAPACITOR |  | 85322500 | [11 empty] | 1 | 0 | 0 | 1 | [11 empty] | AVX KEMET Yageo | [5 empty] | 08055C220KAT2A (AVX) C0805C220K5RALTU (KEMET) CC0805KRNPO9BN220 (Yageo) | CAP-SM-006 | CAP-XXSM-XXXX-006-01
IM00990 | Ceramic Capacitor 0.22uF;100V 0805 ( K X7R ) | CAP-XXSM-XXXX-007-01 |  | B Class | Nos | Nos | I-Inventory | RM-Raw Material | Ceramic Capacitor 0.22uF;100V 0805 ( K X7R ) | Raw Material | NA | CAPACITOR |  | 85322500 | [11 empty] | 1 | 0 | 0 | 1 | [11 empty] | WALSIN | [5 empty] | 0805B224K101CT (WALSIN) | CAP-SM-007 | CAP-XXSM-XXXX-007-01
IM00991 | Ceramic Capacitor 3.3nF;50V 0805 ( K X7R ) | CAP-XXSM-XXXX-008-01 |  | B Class | Nos | Nos | I-Inventory | RM-Raw Material | Ceramic Capacitor 3.3nF;50V 0805 ( K X7R ) | Raw Material | NA | CAPACITOR |  | 85322500 | [11 empty] | 1 | 0 | 0 | 1 | [11 empty] | WALSIN | [5 empty] | 0805B332K500CT (WALSIN) | CAP-SM-008 | CAP-XXSM-XXXX-008-01
IM00992 | CAP 50V 0.01uF K X7R 0603 (103) | CAP-XXSM-XXXX-009-01 |  | B Class | Nos | Nos | I-Inventory | RM-Raw Material | CAP 50V 0.01uF K X7R 0603 (103) | Raw Material | NA | CAPACITOR |  | 85322500 | [11 empty] | 1 | 0 | 0 | 1 | [11 empty] | KEMET AVX MURATA VISHAY WALSIN | [5 empty] | C0603C103J5GACAUTO (KEMET) 06035C103K4Z2A (AVX) GCJ188R71H103KA12D (MURATA) VJ0603Y103KXAC (VISHAY) 0603B103K500CT (WALSIN) | CAP-SM-009 | CAP-XXSM-XXXX-009-01
IM00993 | CAP 50V 0.1uF K X7R 0603 (104) | CAP-XXSM-XXXX-010-01 |  | B Class | Nos | Nos | I-Inventory | RM-Raw Material | CAP 50V 0.1uF K X7R 0603 (104) | Raw Material | NA | CAPACITOR |  | 85322500 | [11 empty] | 1 | 0 | 0 | 1 | [11 empty] | KEMET AVX MURATA VISHAY WALSIN | [5 empty] | C0603C104J5GACAUTO (KEMET) 06035C104K4Z2A (AVX) GCJ188R71H104KA12D (MURATA) VJ0603Y104KXAC (VISHAY) 0603B104K500CT (WALSIN) | CAP-SM-010 | CAP-XXSM-XXXX-010-01
IM00994 | CAP 50V 0.1uF K X7R 1206 (104) | CAP-XXSM-XXXX-011-01 |  | B Class | Nos | Nos | I-Inventory | RM-Raw Material | CAP 50V 0.1uF K X7R 1206 (104) | Raw Material | NA | CAPACITOR |  | 85322500 | [11 empty] | 1 | 0 | 0 | 1 | [11 empty] | AVX | [5 empty] | 12065C104K4Z2A (AVX) | CAP-SM-011 | CAP-XXSM-XXXX-011-01
IM00995 | CAP 50V 0.01uF K X7R 1206 (103) | CAP-XXSM-XXXX-012-01 |  | B Class | Nos | Nos | I-Inventory | RM-Raw Material | CAP 50V 0.01uF K X7R 1206 (103) | Raw Material | NA | CAPACITOR |  | 85322500 | [11 empty] | 1 | 0 | 0 | 1 | [11 empty] | AVX | [5 empty] | 12065C103K4Z2A (AVX) | CAP-SM-012 | CAP-XXSM-XXXX-012-01
IM00996 | CAP 50V 0.47nf K X7R 0805 (471) | CAP-XXSM-XXXX-013-01 |  | B Class | Nos | Nos | I-Inventory | RM-Raw Material | CAP 50V 0.47nf K X7R 0805 (471) | Raw Material | NA | CAPACITOR |  | 85322500 | [11 empty] | 1 | 0 | 0 | 1 | [11 empty] | Yageo WALSIN | [5 empty] | 0805KRX7R9BB471 (Yageo) 0805B471K500CT (WALSIN) | CAP-SM-013 | CAP-XXSM-XXXX-013-01
IM00997 | CAP 50V 0.001uF K X7R 0805 (102) | CAP-XXSM-XXXX-014-01 |  | B Class | Nos | Nos | I-Inventory | RM-Raw Material | CAP 50V 0.001uF K X7R 0805 (102) | Raw Material | NA | CAPACITOR |  | 85322500 | [11 empty] | 1 | 0 | 0 | 1 | [11 empty] | 0 | [5 empty] | N/A | CAP-SM-014 | CAP-XXSM-XXXX-014-01
IM00998 | CAP 50V 22nF K X7R 0805 | CAP-XXSM-XXXX-015-01 |  | B Class | Nos | Nos | I-Inventory | RM-Raw Material | CAP 50V 22nF K X7R 0805 | Raw Material | NA | CAPACITOR |  | 85322500 | [11 empty] | 1 | 0 | 0 | 1 | [11 empty] | AVL | [5 empty] | AVL | CAP-SM-015 | CAP-XXSM-XXXX-015-01
IM00999 | CAP 50V 1uF K X7R 0805 (105) | CAP-XXSM-XXXX-016-01 |  | B Class | Nos | Nos | I-Inventory | RM-Raw Material | CAP 50V 1uF K X7R 0805 (105) | Raw Material | NA | CAPACITOR |  | 85322500 | [11 empty] | 1 | 0 | 0 | 1 | [11 empty] | AVX | [5 empty] | 08055C105K4Z2A (AVX) | CAP-SM-016 | CAP-XXSM-XXXX-016-01
IM01000 | 2MFD1000V Snubber capacitor | CAP-XXSB-XXXX-002-01 |  | B Class | Nos | Nos | I-Inventory | RM-Raw Material | 2MFD1000V Snubber capacitor | Raw Material | NA | CAPACITOR |  | 85322500 | [11 empty] | 1 | 0 | 0 | 1 | [11 empty] | ALCON | [5 empty] | SI000021000AG0B400TLK01 (ALCON) | CAP-SB-002 | CAP-XXSB-XXXX-002-01
IM01001 | 100MFD1000V DC LINK CAPACITOR | CAP-XXDC-XXXX-001-01 |  | B Class | Nos | Nos | I-Inventory | RM-Raw Material | 100MFD1000V DC LINK CAPACITOR | Raw Material | NA | CAPACITOR |  | 85322500 | [11 empty] | 1 | 0 | 0 | 1 | [11 empty] | 0 | [5 empty] | N/A | CAP-DC-001 | CAP-XXDC-XXXX-001-01
IM01002 | Connector 4-Pin;5.08mm;CPU;St;Male | CON-XXTH-XXXX-001-01 |  | B Class | Nos | Nos | I-Inventory | RM-Raw Material | Connector 4-Pin;5.08mm;CPU;St;Male | Raw Material | NA | CONNECTOR |  | 85322500 | [11 empty] | 1 | 0 | 0 | 1 | [11 empty] | 0 | [5 empty] | N/A | CON-TH-001 | CON-XXTH-XXXX-001-01
IM01003 | WR-BHD 2.54mm Male Box Header With Lever | CON-XXTH-XXXX-002-01 |  | B Class | Nos | Nos | I-Inventory | RM-Raw Material | WR-BHD 2.54mm Male Box Header With Lever | Raw Material | NA | CONNECTOR |  | 85366990 | [11 empty] | 1 | 0 | 0 | 1 | [11 empty] | WURTH | [5 empty] | 61201022821 (WURTH) | CON-TH-002 | CON-XXTH-XXXX-002-01
IM01004 | WR-BHD 2.54mm Female IDC Connector w Strain Relief | CON-XXTH-XXXX-003-01 |  | B Class | Nos | Nos | I-Inventory | RM-Raw Material | WR-BHD 2.54mm Female IDC Connector w Strain Relief | Raw Material | NA | CONNECTOR |  | 85366990 | [11 empty] | 1 | 0 | 0 | 1 | [11 empty] | WURTH | [5 empty] | 61201023021 (WURTH) | CON-TH-003 | CON-XXTH-XXXX-003-01
IM01005 | Connector 8-Pin;2.54mm;JST;St;Male | CON-XXTH-XXXX-004-01 |  | B Class | Nos | Nos | I-Inventory | RM-Raw Material | Connector 8-Pin;2.54mm;JST;St;Male | Raw Material | NA | CONNECTOR |  | 85322500 | [11 empty] | 1 | 0 | 0 | 1 | [11 empty] | AVL | [5 empty] | AVL | CON-TH-004 | CON-XXTH-XXXX-004-01
IM01006 | Connector 3-Pin;5.08mm;CPU;St;Male | CON-XXTH-XXXX-005-01 |  | B Class | Nos | Nos | I-Inventory | RM-Raw Material | Connector 3-Pin;5.08mm;CPU;St;Male | Raw Material | NA | CONNECTOR |  | 85322500 | [11 empty] | 1 | 0 | 0 | 1 | [11 empty] | AVL | [5 empty] | AVL | CON-TH-005 | CON-XXTH-XXXX-005-01
IM01007 | Connector 2-Pin;2.54mm;JST;St;Male | CON-XXTH-XXXX-006-01 |  | B Class | Nos | Nos | I-Inventory | RM-Raw Material | Connector 2-Pin;2.54mm;JST;St;Male | Raw Material | NA | CONNECTOR |  | 85322500 | [11 empty] | 1 | 0 | 0 | 1 | [11 empty] | AVL | [5 empty] | AVL | CON-TH-006 | CON-XXTH-XXXX-006-01
IM01008 | Connector 6-Pin;2.54mm;JST;St;Male | CON-XXTH-XXXX-007-01 |  | B Class | Nos | Nos | I-Inventory | RM-Raw Material | Connector 6-Pin;2.54mm;JST;St;Male | Raw Material | NA | CONNECTOR |  | 85322500 | [11 empty] | 1 | 0 | 0 | 1 | [11 empty] | AVL | [5 empty] | AVL | CON-TH-007 | CON-XXTH-XXXX-007-01
IM01009 | Connector 8-Pin;2.54mm;R/M;RA;Male | CON-XXTH-XXXX-008-01 |  | B Class | Nos | Nos | I-Inventory | RM-Raw Material | Connector 8-Pin;2.54mm;R/M;RA;Male | Raw Material | NA | CONNECTOR |  | 85322500 | [11 empty] | 1 | 0 | 0 | 1 | [11 empty] | AVL | [5 empty] | AVL | CON-TH-008 | CON-XXTH-XXXX-008-01
IM01010 | Connector 4-Pin;2.54mm;JST;St;Male | CON-XXTH-XXXX-009-01 |  | B Class | Nos | Nos | I-Inventory | RM-Raw Material | Connector 4-Pin;2.54mm;JST;St;Male | Raw Material | NA | CONNECTOR |  | 85322500 | [11 empty] | 1 | 0 | 0 | 1 | [11 empty] | AVL | [5 empty] | AVL | CON-TH-009 | CON-XXTH-XXXX-009-01
IM01011 | Connector 16-Pin;2.54mm;JST;St;Male | CON-XXTH-XXXX-010-01 |  | B Class | Nos | Nos | I-Inventory | RM-Raw Material | Connector 16-Pin;2.54mm;JST;St;Male | Raw Material | NA | CONNECTOR |  | 85322500 | [11 empty] | 1 | 0 | 0 | 1 | [11 empty] | AVL | [5 empty] | AVL | CON-TH-010 | CON-XXTH-XXXX-010-01
IM01012 | Connector 5-Pin;2.54mm;JST;St;Male | CON-XXTH-XXXX-011-01 |  | B Class | Nos | Nos | I-Inventory | RM-Raw Material | Connector 5-Pin;2.54mm;JST;St;Male | Raw Material | NA | CONNECTOR |  | 85322500 | [11 empty] | 1 | 0 | 0 | 1 | [11 empty] | AVL | [5 empty] | AVL | CON-TH-011 | CON-XXTH-XXXX-011-01
IM01013 | Berg Stick 3x2 2.54MM | CON-XXTH-XXXX-012-01 |  | B Class | Nos | Nos | I-Inventory | RM-Raw Material | Berg Stick 3x2 2.54MM | Raw Material | NA | CONNECTOR |  | 85322500 | [11 empty] | 1 | 0 | 0 | 1 | [11 empty] | AVL | [5 empty] | AVL | CON-TH-012 | CON-XXTH-XXXX-012-01
IM01014 | Connector 3-Pin;2.54mm;JST;St;Male | CON-XXTH-XXXX-013-01 |  | B Class | Nos | Nos | I-Inventory | RM-Raw Material | Connector 3-Pin;2.54mm;JST;St;Male | Raw Material | NA | CONNECTOR |  | 85322500 | [11 empty] | 1 | 0 | 0 | 1 | [11 empty] | AVL | [5 empty] | AVL | CON-TH-013 | CON-XXTH-XXXX-013-01
IM01015 | Connector 26-Pin;L-Type;Bergstick;Male | CON-XXTH-XXXX-014-01 |  | B Class | Nos | Nos | I-Inventory | RM-Raw Material | Connector 26-Pin;L-Type;Bergstick;Male | Raw Material | NA | CONNECTOR |  | 85322500 | [11 empty] | 1 | 0 | 0 | 1 | [11 empty] | AVL | [5 empty] | AVL | CON-TH-014 | CON-XXTH-XXXX-014-01
IM01016 | Connector 8-Pin;2.54mm;R/M;Male | CON-XXTH-XXXX-015-01 |  | B Class | Nos | Nos | I-Inventory | RM-Raw Material | Connector 8-Pin;2.54mm;R/M;Male | Raw Material | NA | CONNECTOR |  | 85322500 | [11 empty] | 1 | 0 | 0 | 1 | [11 empty] | AVL | [5 empty] | AVL | CON-TH-015 | CON-XXTH-XXXX-015-01
IM01017 | Connector USB;Type A;Female | CON-XXTH-XXXX-016-01 |  | B Class | Nos | Nos | I-Inventory | RM-Raw Material | Connector USB;Type A;Female | Raw Material | NA | CONNECTOR |  | 85322500 | [11 empty] | 1 | 0 | 0 | 1 | [11 empty] | Ktron | [5 empty] | AVL | CON-TH-016 | CON-XXTH-XXXX-016-01
IM01018 | Connector 2-Pin;3.96mm;St;Male | CON-XXTH-XXXX-017-01 |  | B Class | Nos | Nos | I-Inventory | RM-Raw Material | Connector 2-Pin;3.96mm;St;Male | Raw Material | NA | CONNECTOR |  | 85322500 | [11 empty] | 1 | 0 | 0 | 1 | [11 empty] | AVL | [5 empty] | AVL | CON-TH-017 | CON-XXTH-XXXX-017-01
IM01019 | Connector 3-Pin;3.96mm;St;Male | CON-XXTH-XXXX-018-01 |  | B Class | Nos | Nos | I-Inventory | RM-Raw Material | Connector 3-Pin;3.96mm;St;Male | Raw Material | NA | CONNECTOR |  | 85322500 | [11 empty] | 1 | 0 | 0 | 1 | [11 empty] | AVL | [5 empty] | AVL | CON-TH-018 | CON-XXTH-XXXX-018-01
IM01020 | Connector 4-Pin;3.96mm;St;Male | CON-XXTH-XXXX-019-01 |  | B Class | Nos | Nos | I-Inventory | RM-Raw Material | Connector 4-Pin;3.96mm;St;Male | Raw Material | NA | CONNECTOR |  | 85322500 | [11 empty] | 1 | 0 | 0 | 1 | [11 empty] | AVL | [5 empty] | AVL | CON-TH-019 | CON-XXTH-XXXX-019-01
IM01021 | Connector 5-Pin;3.96mm;St;Male | CON-XXTH-XXXX-020-01 |  | B Class | Nos | Nos | I-Inventory | RM-Raw Material | Connector 5-Pin;3.96mm;St;Male | Raw Material | NA | CONNECTOR |  | 85322500 | [11 empty] | 1 | 0 | 0 | 1 | [11 empty] | AVL | [5 empty] | AVL | CON-TH-020 | CON-XXTH-XXXX-020-01
IM01022 | Connector 12-Pin;2.54mm;JST;St;Male | CON-XXTH-XXXX-021-01 |  | B Class | Nos | Nos | I-Inventory | RM-Raw Material | Connector 12-Pin;2.54mm;JST;St;Male | Raw Material | NA | CONNECTOR |  | 85322500 | [11 empty] | 1 | 0 | 0 | 1 | [11 empty] | AVL | [5 empty] | AVL | CON-TH-021 | CON-XXTH-XXXX-021-01
IM01023 | Connector 40-Pin; Bergstick; Female | CON-XXTH-XXXX-022-01 |  | B Class | Nos | Nos | I-Inventory | RM-Raw Material | Connector 40-Pin; Bergstick; Female | Raw Material | NA | CONNECTOR |  | 85322500 | [11 empty] | 1 | 0 | 0 | 1 | [11 empty] | 0 | [5 empty] | N/A | CON-TH-022 | CON-XXTH-XXXX-022-01
IM01024 | Connector 2-Pin;5.08mm;CPU;St;Male | CON-XXTH-XXXX-023-01 |  | B Class | Nos | Nos | I-Inventory | RM-Raw Material | Connector 2-Pin;5.08mm;CPU;St;Male | Raw Material | NA | CONNECTOR |  | 85322500 | [11 empty] | 1 | 0 | 0 | 1 | [11 empty] | 0 | [5 empty] | N/A | CON-TH-023 | CON-XXTH-XXXX-023-01
IM01025 | Connector 16-Pin;Bergstick;2.54MM;Male | CON-XXTH-XXXX-024-01 |  | B Class | Nos | Nos | I-Inventory | RM-Raw Material | Connector 16-Pin;Bergstick;2.54MM;Male | Raw Material | NA | CONNECTOR |  | 85322500 | [11 empty] | 1 | 0 | 0 | 1 | [11 empty] | 0 | [5 empty] | N/A | CON-TH-024 | CON-XXTH-XXXX-024-01
IM01026 | Connector 6-Pin;L-Type;Bergstick;Male | CON-XXTH-XXXX-025-01 |  | B Class | Nos | Nos | I-Inventory | RM-Raw Material | Connector 6-Pin;L-Type;Bergstick;Male | Raw Material | NA | CONNECTOR |  | 85322500 | [11 empty] | 1 | 0 | 0 | 1 | [11 empty] | AVL | [5 empty] | AVL | CON-TH-025 | CON-XXTH-XXXX-025-01
IM01027 | Diode IN4007;TH | DIO-XXTH-XXXX-001-01 |  | B Class | Nos | Nos | I-Inventory | RM-Raw Material | Diode IN4007;TH | Raw Material | NA | DIODE |  | 85322500 | [11 empty] | 1 | 0 | 0 | 1 | [11 empty] | DIODE INCORPORATED | [5 empty] | 1N4007-T (DIODE INCORPORATED) | DIO-TH-001 | DIO-XXTH-XXXX-001-01
IM01028 | Diode 1N4148;TH | DIO-XXTH-XXXX-002-01 |  | B Class | Nos | Nos | I-Inventory | RM-Raw Material | Diode 1N4148;TH | Raw Material | NA | DIODE |  | 85322500 | [11 empty] | 1 | 0 | 0 | 1 | [11 empty] | 0 | [5 empty] | 1N4148-TAP | DIO-TH-002 | DIO-XXTH-XXXX-002-01
IM01029 | Diode UF5402;TH | DIO-XXTH-XXXX-003-01 |  | B Class | Nos | Nos | I-Inventory | RM-Raw Material | Diode UF5402;TH | Raw Material | NA | DIODE |  | 85322500 | [11 empty] | 1 | 0 | 0 | 1 | [11 empty] | VISHAY ONSEMI | [5 empty] | UF5402-E3/73 (VISHAY ) 1N5402RLG (ONSEMI) | DIO-TH-003 | DIO-XXTH-XXXX-003-01
IM01030 | Diode IN5408;TH | DIO-XXTH-XXXX-004-01 |  | B Class | Nos | Nos | I-Inventory | RM-Raw Material | Diode IN5408;TH | Raw Material | NA | DIODE |  | 85322500 | [11 empty] | 1 | 0 | 0 | 1 | [11 empty] | VISHAY ONSEMI | [5 empty] | 1N5408-E3/73 (VISHAY) 1N5408RLG (ONSEMI) | DIO-TH-004 | DIO-XXTH-XXXX-004-01
IM01031 | Diode IN5819;TH | DIO-XXTH-XXXX-005-01 |  | B Class | Nos | Nos | I-Inventory | RM-Raw Material | Diode IN5819;TH | Raw Material | NA | DIODE |  | 85322500 | [11 empty] | 1 | 0 | 0 | 1 | [11 empty] | ST VISHAY | [5 empty] | 1N5819 (ST) 1N5819-E3/73 (VISHAY) | DIO-TH-005 | DIO-XXTH-XXXX-005-01
IM01032 | Diode UF4007;TH | DIO-XXTH-XXXX-006-01 |  | B Class | Nos | Nos | I-Inventory | RM-Raw Material | Diode UF4007;TH | Raw Material | NA | DIODE |  | 85322500 | [11 empty] | 1 | 0 | 0 | 1 | [11 empty] | VISHAY ST | [5 empty] | UF4007-E3/73 (VISHAY ) STTH110 (ST) | DIO-TH-006 | DIO-XXTH-XXXX-006-01
IM01033 | Diode BA159;TH | DIO-XXTH-XXXX-007-01 |  | B Class | Nos | Nos | I-Inventory | RM-Raw Material | Diode BA159;TH | Raw Material | NA | DIODE |  | 85322500 | [11 empty] | 1 | 0 | 0 | 1 | [11 empty] | VISHAY RECTRON | [5 empty] | BA159GP-E3/73 (VISHAY ) BA159 (RECTRON) | DIO-TH-007 | DIO-XXTH-XXXX-007-01
IM01034 | Diode HDA40U20GW; TO-247 Package | DIO-XXTH-XXXX-008-01 |  | B Class | Nos | Nos | I-Inventory | RM-Raw Material | Diode HDA40U20GW; TO-247 Package | Raw Material | NA | DIODE |  | 85322500 | [11 empty] | 1 | 0 | 0 | 1 | [11 empty] | SEMIHOW | [5 empty] | HDA40U20GW (SEMIHOW) | DIO-TH-008 | DIO-XXTH-XXXX-008-01
IM01035 | Zener Diode 15V;1/2W;TH;5% | DIO-XXTH-XXXX-009-01 |  | B Class | Nos | Nos | I-Inventory | RM-Raw Material | Zener Diode 15V;1/2W;TH;5% | Raw Material | NA | DIODE |  | 85322500 | [11 empty] | 1 | 0 | 0 | 1 | [11 empty] | VISHAY NXP | [5 empty] | TZX15C-TAP (VISHAY) BZX79-C15,143 (NXP) | DIO-TH-009 | DIO-XXTH-XXXX-009-01
IM01036 | Zener Diode 18V;1/2W;TH;5% | DIO-XXTH-XXXX-010-01 |  | B Class | Nos | Nos | I-Inventory | RM-Raw Material | Zener Diode 18V;1/2W;TH;5% | Raw Material | NA | DIODE |  | 85322500 | [11 empty] | 1 | 0 | 0 | 1 | [11 empty] | VISHAY NXP | [5 empty] | TZX18C-TAP (VISHAY) BZX79-B18,143 (NXP) | DIO-TH-010 | DIO-XXTH-XXXX-010-01
IM01037 | Zener Diode 33V;1/2W;TH;5% | DIO-XXTH-XXXX-011-01 |  | B Class | Nos | Nos | I-Inventory | RM-Raw Material | Zener Diode 33V;1/2W;TH;5% | Raw Material | NA | DIODE |  | 85322500 | [11 empty] | 1 | 0 | 0 | 1 | [11 empty] | VISHAY NXP | [5 empty] | TZX33C-TAP (VISHAY) BZX79-B33,143 (NXP) | DIO-TH-011 | DIO-XXTH-XXXX-011-01
IM01038 | Zener Diode 5.1V;1/2W;TH;5% | DIO-XXTH-XXXX-012-01 |  | B Class | Nos | Nos | I-Inventory | RM-Raw Material | Zener Diode 5.1V;1/2W;TH;5% | Raw Material | NA | DIODE |  | 85322500 | [11 empty] | 1 | 0 | 0 | 1 | [11 empty] | VISHAY NXP | [5 empty] | TZX5V1D-TAP (VISHAY) BZX79-B5V1,143 (NXP) | DIO-TH-012 | DIO-XXTH-XXXX-012-01
IM01039 | Diode Schottky Barrier 60V;5A | DIO-XXTH-XXXX-013-01 |  | B Class | Nos | Nos | I-Inventory | RM-Raw Material | Diode Schottky Barrier 60V;5A | Raw Material | NA | DIODE |  | 85322500 | [11 empty] | 1 | 0 | 0 | 1 | [11 empty] | VISHAY HORNBY ELECTRONIC MIC | [5 empty] | SB560 (VISHAY) SR560 (HORNBY ELECTRONIC) SR560 (MIC) | DIO-TH-013 | DIO-XXTH-XXXX-013-01
IM01040 | Diode IN4148;Minimelf | DIO-XXSM-XXXX-001-01 |  | B Class | Nos | Nos | I-Inventory | RM-Raw Material | Diode IN4148;Minimelf | Raw Material | NA | DIODE |  | 85322500 | [11 empty] | 1 | 0 | 0 | 1 | [11 empty] | VISHAY NXP | [5 empty] | LL4148 (VISHAY) PMLL4148L (NXP) | DIO-SM-001 | DIO-XXSM-XXXX-001-01
IM01041 | Zener Diode 3V3;500mW Minimelf | DIO-XXSM-XXXX-002-01 |  | B Class | Nos | Nos | I-Inventory | RM-Raw Material | Zener Diode 3V3;500mW Minimelf | Raw Material | NA | DIODE |  | 85322500 | [11 empty] | 1 | 0 | 0 | 1 | [11 empty] | NXP VISHAY | [5 empty] | BZV55-C3V3 (NXP) TZM5226B-GS08 (VISHAY) | DIO-SM-002 | DIO-XXSM-XXXX-002-01
IM01042 | Zener Diode 15V;500mW Minimelf | DIO-XXSM-XXXX-003-01 |  | B Class | Nos | Nos | I-Inventory | RM-Raw Material | Zener Diode 15V;500mW Minimelf | Raw Material | NA | DIODE |  | 85322500 | [11 empty] | 1 | 0 | 0 | 1 | [11 empty] | NXP VISHAY | [5 empty] | BZV55-C15 (NXP) TZM5245B-GS08 (VISHAY) | DIO-SM-003 | DIO-XXSM-XXXX-003-01
IM01043 | SM4007, SMA | DIO-XXSM-XXXX-004-01 |  | B Class | Nos | Nos | I-Inventory | RM-Raw Material | SM4007, SMA | Raw Material | NA | DIODE |  | 85322500 | [11 empty] | 1 | 0 | 0 | 1 | [11 empty] | ONSEMI DIODE INCORPORATED VISHAY | [5 empty] | GF1M (ONSEMI) S1M-13-F (DIODE INCORPORATED) S1PMHM3/84A (VISHAY) | DIO-SM-004 | DIO-XXSM-XXXX-004-01
IM01044 | Zener Diode 33V;500mW Minimelf | DIO-XXSM-XXXX-005-01 |  | B Class | Nos | Nos | I-Inventory | RM-Raw Material | Zener Diode 33V;500mW Minimelf | Raw Material | NA | DIODE |  | 85322500 | [11 empty] | 1 | 0 | 0 | 1 | [11 empty] | NXP Taiwan Semiconductor | [5 empty] | BZV55-C33,115 (NXP) LLZ5257B L0 (Taiwan Semiconductor) | DIO-SM-005 | DIO-XXSM-XXXX-005-01
IM01045 | Zener Diode 5V1;500mW Minimelf | DIO-XXSM-XXXX-006-01 |  | B Class | Nos | Nos | I-Inventory | RM-Raw Material | Zener Diode 5V1;500mW Minimelf | Raw Material | NA | DIODE |  | 85322500 | [11 empty] | 1 | 0 | 0 | 1 | [11 empty] | NXP | [5 empty] | BZV55-C5V1 (NXP) | DIO-SM-006 | DIO-XXSM-XXXX-006-01
IM01046 | 1N4148(SOD-123) | DIO-XXSM-XXXX-007-01 |  | B Class | Nos | Nos | I-Inventory | RM-Raw Material | 1N4148(SOD-123) | Raw Material | NA | DIODE |  | 85322500 | [11 empty] | 1 | 0 | 0 | 1 | [11 empty] | Diodes Incorporated VISHAY HY | [5 empty] | 1N4148W-7-F (Diodes Incorporated) 1N4148W-E3-08 (VISHAY) 1N4148W-7-99-00-BC1201(HY) | DIO-SM-007 | DIO-XXSM-XXXX-007-01
IM01047 | 3.3V Zener (SOD-123) | DIO-XXSM-XXXX-008-01 |  | B Class | Nos | Nos | I-Inventory | RM-Raw Material | 3.3V Zener (SOD-123) | Raw Material | NA | DIODE |  | 85322500 | [11 empty] | 1 | 0 | 0 | 1 | [11 empty] | VISHAY ON Semiconductor Diode Incorporated NXP | [5 empty] | BZT52C3V3-E3-08 (VISHAY) MMSZ5226ET1G (ON Semiconductor) DDZ9684-7 (Diode Incorporated) BZT52-C3V3-115 (NXP) | DIO-SM-008 | DIO-XXSM-XXXX-008-01
IM01048 | 5.1V Zener (SOD-123) | DIO-XXSM-XXXX-009-01 |  | B Class | Nos | Nos | I-Inventory | RM-Raw Material | 5.1V Zener (SOD-123) | Raw Material | NA | DIODE |  | 85322500 | [11 empty] | 1 | 0 | 0 | 1 | [11 empty] | VISHAY ON Semiconductor Diode Incorporated NXP | [5 empty] | BZT52C5V1-E3-08 (VISHAY) MMSZ5231ET1G (ON Semiconductor) DDZ9689-7 (Diode Incorporated) BZT52-C5V1-115 (NXP) | DIO-SM-009 | DIO-XXSM-XXXX-009-01
IM01049 | 12V Zener (SOD-123) | DIO-XXSM-XXXX-010-01 |  | B Class | Nos | Nos | I-Inventory | RM-Raw Material | 12V Zener (SOD-123) | Raw Material | NA | DIODE |  | 85322500 | [11 empty] | 1 | 0 | 0 | 1 | [11 empty] | VISHAY ON Semiconductor Diode Incorporated NXP | [5 empty] | BZT52C12-E3-08 (VISHAY) MMSZ5242ET1G (ON Semiconductor) DDZ9699-7 (Diode Incorporated) BZT52-C12 -115 (NXP) | DIO-SM-010 | DIO-XXSM-XXXX-010-01
IM01050 | 15V Zener (SOD-123) | DIO-XXSM-XXXX-011-01 |  | B Class | Nos | Nos | I-Inventory | RM-Raw Material | 15V Zener (SOD-123) | Raw Material | NA | DIODE |  | 85322500 | [11 empty] | 1 | 0 | 0 | 1 | [11 empty] | VISHAY ON Semiconductor Diode Incorporated NXP MIC | [5 empty] | BZT52C15-E3-08 (VISHAY) MMSZ5245ET1G (ON Semiconductor) DDZ9702-7 (Diode Incorporated) BZT52-C15-115 (NXP) MM1Z15 (MIC) | DIO-SM-011 | DIO-XXSM-XXXX-011-01
IM01051 | UF4007, SMA | DIO-XXSM-XXXX-012-01 |  | B Class | Nos | Nos | I-Inventory | RM-Raw Material | UF4007, SMA | Raw Material | NA | DIODE |  | 85412900 | [11 empty] | 1 | 0 | 0 | 1 | [11 empty] | Diode Incorporated VISHAY | [5 empty] | US1M-13-F (Diode Incorporated) US1M (VISHAY) | DIO-SM-012 | DIO-XXSM-XXXX-012-01
IM01052 | 1N5819 | DIO-XXSM-XXXX-013-01 |  | B Class | Nos | Nos | I-Inventory | RM-Raw Material | 1N5819 | Raw Material | NA | DIODE |  | 85411000 | [11 empty] | 1 | 0 | 0 | 1 | [11 empty] | Diode incorporated Rectron | [5 empty] | 1N5819HW-7-F (Diode incorporated) 1N5819W-T (Rectron) | DIO-SM-013 | DIO-XXSM-XXXX-013-01
IM01053 | IC Dual Comparator SO8 Package | ICR-XXSM-XXXX-001-01 |  | B Class | Nos | Nos | I-Inventory | RM-Raw Material | IC Dual Comparator SO8 Package | Raw Material | NA | IC |  | 85322500 | [11 empty] | 1 | 0 | 0 | 1 | [11 empty] | TI ST | [5 empty] | LM393AD/LM393D (TI) LM393ADT/LM393DT (ST) | ICR-SM-001 | ICR-XXSM-XXXX-001-01
IM01054 | IC Dual OP-AMP SO8 Package | ICR-XXSM-XXXX-002-01 |  | B Class | Nos | Nos | I-Inventory | RM-Raw Material | IC Dual OP-AMP SO8 Package | Raw Material | NA | IC |  | 85322500 | [11 empty] | 1 | 0 | 0 | 1 | [11 empty] | TI ST | [5 empty] | LM358AD (TI) LM358ADT (ST) | ICR-SM-002 | ICR-XXSM-XXXX-002-01
IM01055 | IC MCU 8BIT 16KB FLASH 32LQFP MC9S08PA16AVLC | ICR-XXSM-XXXX-003-01 |  | B Class | Nos | Nos | I-Inventory | RM-Raw Material | IC MCU 8BIT 16KB FLASH 32LQFP MC9S08PA16AVLC | Raw Material | NA | IC |  | 85322500 | [11 empty] | 1 | 0 | 0 | 1 | [11 empty] | NXP | [5 empty] | MC9S08PA16AVLC (NXP) | ICR-SM-003 | ICR-XXSM-XXXX-003-01
IM01056 | IC MCU 32KB FLASH 48LQFP MKV10Z32VLF7 | ICR-XXSM-XXXX-004-01 |  | B Class | Nos | Nos | I-Inventory | RM-Raw Material | IC MCU 32KB FLASH 48LQFP MKV10Z32VLF7 | Raw Material | NA | IC |  | 85322500 | [11 empty] | 1 | 0 | 0 | 1 | [11 empty] | NXP | [5 empty] | MKV10Z32VLF7 (NXP) | ICR-SM-004 | ICR-XXSM-XXXX-004-01
IM01057 | IC Regulator MC33063ADRE4;SO-08 | ICR-XXSM-XXXX-005-01 |  | B Class | Nos | Nos | I-Inventory | RM-Raw Material | IC Regulator MC33063ADRE4;SO-08 | Raw Material | NA | IC |  | 85322500 | [11 empty] | 1 | 0 | 0 | 1 | [11 empty] | TI | [5 empty] | MC33063ADRE4 (TI) | ICR-SM-005 | ICR-XXSM-XXXX-005-01
IM01058 | IC LM5017MRE/NOPB,SOPP8 | ICR-XXSM-XXXX-006-01 |  | B Class | Nos | Nos | I-Inventory | RM-Raw Material | IC LM5017MRE/NOPB,SOPP8 | Raw Material | NA | IC |  | 85322500 | [11 empty] | 1 | 0 | 0 | 1 | [11 empty] | TI | [5 empty] | LM5017MRE/NOPB (TI) | ICR-SM-006 | ICR-XXSM-XXXX-006-01
IM01059 | ISO5852SDW: SOIC16 | ICR-XXSM-XXXX-007-01 |  | B Class | Nos | Nos | I-Inventory | RM-Raw Material | ISO5852SDW: SOIC16 | Raw Material | NA | IC |  | 85322500 | [11 empty] | 1 | 0 | 0 | 1 | [11 empty] | TI | [5 empty] | ISO5852SDW (TI) | ICR-SM-007 | ICR-XXSM-XXXX-007-01
IM01060 | Microcontroller IC dsPIC33CK32MC102T-I/SS | ICR-XXSM-XXXX-008-01 |  | B Class | Nos | Nos | I-Inventory | RM-Raw Material | Microcontroller IC dsPIC33CK32MC102T-I/SS | Raw Material | NA | IC |  | 85322500 | [11 empty] | 1 | 0 | 0 | 1 | [11 empty] | Microchip | [5 empty] | dsPIC33CK32MC102T-I/SS (Microchip) | ICR-SM-008 | ICR-XXSM-XXXX-008-01
IM01061 | IC 5V 1% Voltage regulator SOT-223(SMD) | ICR-XXSM-XXXX-009-01 |  | B Class | Nos | Nos | I-Inventory | RM-Raw Material | IC 5V 1% Voltage regulator SOT-223(SMD) | Raw Material | NA | IC |  | 85322500 | [11 empty] | 1 | 0 | 0 | 1 | [11 empty] | TI | [5 empty] | LM1117DTX-5.0/NOPB (TI) | ICR-SM-009 | ICR-XXSM-XXXX-009-01
IM01062 | IC Quad Comparator SOIC-14 Package | ICR-XXSM-XXXX-010-01 |  | B Class | Nos | Nos | I-Inventory | RM-Raw Material | IC Quad Comparator SOIC-14 Package | Raw Material | NA | IC |  | 85322500 | [11 empty] | 1 | 0 | 0 | 1 | [11 empty] | TI ST | [5 empty] | LM339AD/LM339D (TI) LM339ADT/LM339DT (ST) | ICR-SM-010 | ICR-XXSM-XXXX-010-01
IM01063 | IC 3.3V 1% Voltage regulator SOT-223(SMD) | ICR-XXSM-XXXX-011-01 |  | B Class | Nos | Nos | I-Inventory | RM-Raw Material | IC 3.3V 1% Voltage regulator SOT-223(SMD) | Raw Material | NA | IC |  | 85322500 | [11 empty] | 1 | 0 | 0 | 1 | [11 empty] | TI HTC KOREA | [5 empty] | LM1117DTX-3.3/NOPB (TI) LM1117GS-3.3 (HTC KOREA) | ICR-SM-011 | ICR-XXSM-XXXX-011-01
IM01064 | IC Quad OP-AMP SO14 Package | ICR-XXSM-XXXX-012-01 |  | B Class | Nos | Nos | I-Inventory | RM-Raw Material | IC Quad OP-AMP SO14 Package | Raw Material | NA | IC |  | 85322500 | [11 empty] | 1 | 0 | 0 | 1 | [11 empty] | TI | [5 empty] | LM324M (TI) | ICR-SM-012 | ICR-XXSM-XXXX-012-01
IM01065 | UCC21750DW: SOIC16 | ICR-XXSM-XXXX-013-01 |  | B Class | Nos | Nos | I-Inventory | RM-Raw Material | UCC21750DW: SOIC16 | Raw Material | NA | IC |  | 85322500 | [11 empty] | 1 | 0 | 0 | 1 | [11 empty] | TI | [5 empty] | UCC21750DW (TI) | ICR-SM-013 | ICR-XXSM-XXXX-013-01
IM01066 | OPTOCOUPLER | ICR-XXSM-XXXX-014-01 |  | B Class | Nos | Nos | I-Inventory | RM-Raw Material | OPTOCOUPLER | Raw Material | NA | IC |  | 85414090 | [11 empty] | 1 | 0 | 0 | 1 | [11 empty] | Everlight Toshiba | [5 empty] | EL357 (Everlight) TLP185 (Toshiba) | ICR-SM-014 | ICR-XXSM-XXXX-014-01
IM01067 | Microcontroller IC STM32L431CBT6(LQFP48) | ICR-XXSM-XXXX-015-01 |  | B Class | Nos | Nos | I-Inventory | RM-Raw Material | Microcontroller IC STM32L431CBT6(LQFP48) | Raw Material | NA | IC |  | 85322500 | [11 empty] | 1 | 0 | 0 | 1 | [11 empty] | ST | [5 empty] | STM32L431CBT6 (LQFP48)(ST) | ICR-SM-015 | ICR-XXSM-XXXX-015-01
IM01068 | SOIC - 8 Pin UC3845B | ICR-XXSM-XXXX-016-01 |  | B Class | Nos | Nos | I-Inventory | RM-Raw Material | SOIC - 8 Pin UC3845B | Raw Material | NA | IC |  | 85423900 | [11 empty] | 1 | 0 | 0 | 1 | [11 empty] | ST TI | [5 empty] | UC3845BD1 (ST) UC3845D8TR (TI) | ICR-SM-016 | ICR-XXSM-XXXX-016-01
IM01069 | Step Down Regulator (SY8501FCC) | ICR-XXSM-XXXX-017-01 |  | B Class | Nos | Nos | I-Inventory | RM-Raw Material | Step Down Regulator (SY8501FCC) | Raw Material | NA | IC |  | 85423100 | [11 empty] | 1 | 0 | 0 | 1 | [11 empty] | SILERGY | [5 empty] | SY8501FCC (SILERGY) | ICR-SM-017 | ICR-XXSM-XXXX-017-01
IM01070 | IC 7390 SMD | ICR-XXSM-XXXX-018-01 |  | B Class | Nos | Nos | I-Inventory | RM-Raw Material | IC 7390 SMD | Raw Material | NA | IC |  | 85322500 | [11 empty] | 1 | 0 | 0 | 1 | [11 empty] | 0 | [5 empty] | N/A | ICR-SM-018 | ICR-XXSM-XXXX-018-01
IM01071 | Microcontroller IC dsPIC33CK64MC102-I/SS | ICR-XXSM-XXXX-019-01 |  | B Class | Nos | Nos | I-Inventory | RM-Raw Material | Microcontroller IC dsPIC33CK64MC102-I/SS | Raw Material | NA | IC |  | 85322500 | [11 empty] | 1 | 0 | 0 | 1 | [11 empty] | Microchip | [5 empty] | dsPIC33CK64MC102-I/SS (Microchip) | ICR-SM-019 | ICR-XXSM-XXXX-019-01
IM01072 | IC RL78/G14, 16KF, 32 Pin, R5F104BAGFP#10 | ICR-XXSM-XXXX-020-01 |  | B Class | Nos | Nos | I-Inventory | RM-Raw Material | IC RL78/G14, 16KF, 32 Pin, R5F104BAGFP#10 | Raw Material | NA | IC |  | 85322500 | [11 empty] | 1 | 0 | 0 | 1 | [11 empty] | Renesas | [5 empty] | R5F104BAGFP#10 (Renesas) | ICR-SM-020 | ICR-XXSM-XXXX-020-01
IM01073 | IC OP-AMP DIP-8 Package | ICR-XXTH-XXXX-001-01 |  | B Class | Nos | Nos | I-Inventory | RM-Raw Material | IC OP-AMP DIP-8 Package | Raw Material | NA | IC |  | 85322500 | [11 empty] | 1 | 0 | 0 | 1 | [11 empty] | TI | [5 empty] | LM358AN/NOPB (TI) | ICR-TH-001 | ICR-XXTH-XXXX-001-01
IM01074 | IC Comparator DIP-8 Package | ICR-XXTH-XXXX-002-01 |  | B Class | Nos | Nos | I-Inventory | RM-Raw Material | IC Comparator DIP-8 Package | Raw Material | NA | IC |  | 85322500 | [11 empty] | 1 | 0 | 0 | 1 | [11 empty] | 0 | [5 empty] | N/A | ICR-TH-002 | ICR-XXTH-XXXX-002-01
IM01075 | IC DIP-8;IC UC3845 | ICR-XXTH-XXXX-003-01 |  | B Class | Nos | Nos | I-Inventory | RM-Raw Material | IC DIP-8;IC UC3845 | Raw Material | NA | IC |  | 85322500 | [11 empty] | 1 | 0 | 0 | 1 | [11 empty] | ST TI | [5 empty] | UC3845BN (ST) UC3845N (TI) | ICR-TH-003 | ICR-XXTH-XXXX-003-01
IM01076 | IC Regulator L7805CV;2%; Double Gauge; TO-220Package | ICR-XXTH-XXXX-004-01 |  | B Class | Nos | Nos | I-Inventory | RM-Raw Material | IC Regulator L7805CV;2%; Double Gauge; TO-220Package | Raw Material | NA | IC |  | 85322500 | [11 empty] | 1 | 0 | 0 | 1 | [11 empty] | 0 | [5 empty] | N/A | ICR-TH-004 | ICR-XXTH-XXXX-004-01
IM01077 | IC Regulator L7812CV;2%; Double Gauge; TO-220Package | ICR-XXTH-XXXX-005-01 |  | B Class | Nos | Nos | I-Inventory | RM-Raw Material | IC Regulator L7812CV;2%; Double Gauge; TO-220Package | Raw Material | NA | IC |  | 85322500 | [11 empty] | 1 | 0 | 0 | 1 | [11 empty] | ST TI | [5 empty] | L7812CV-DG (ST) LM7812CT/NOPB (TI) | ICR-TH-005 | ICR-XXTH-XXXX-005-01
IM01078 | IC TLP250H: DIP | ICR-XXTH-XXXX-006-01 |  | B Class | Nos | Nos | I-Inventory | RM-Raw Material | IC TLP250H: DIP | Raw Material | NA | IC |  | 85322500 | [11 empty] | 1 | 0 | 0 | 1 | [11 empty] | 0 | [5 empty] | N/A | ICR-TH-006 | ICR-XXTH-XXXX-006-01
IM01079 | IC Regulator L7815;2%; Double Gauge; TO-220Package | ICR-XXTH-XXXX-007-01 |  | B Class | Nos | Nos | I-Inventory | RM-Raw Material | IC Regulator L7815;2%; Double Gauge; TO-220Package | Raw Material | NA | IC |  | 85322500 | [11 empty] | 1 | 0 | 0 | 1 | [11 empty] | 0 | [5 empty] | N/A | ICR-TH-007 | ICR-XXTH-XXXX-007-01
IM01080 | IC Regulator L7805;1%; Double Gauge; TO-220Package | ICR-XXTH-XXXX-008-01 |  | B Class | Nos | Nos | I-Inventory | RM-Raw Material | IC Regulator L7805;1%; Double Gauge; TO-220Package | Raw Material | NA | IC |  | 85322500 | [11 empty] | 1 | 0 | 0 | 1 | [11 empty] | UTC | [5 empty] | LM7805L-TA3 (UTC) | ICR-TH-008 | ICR-XXTH-XXXX-008-01
IM01081 | IC STM8S003F3P6TR | ICR-XXTH-XXXX-009-01 |  | B Class | Nos | Nos | I-Inventory | RM-Raw Material | IC STM8S003F3P6TR | Raw Material | NA | IC |  | 85322500 | [11 empty] | 1 | 0 | 0 | 1 | [11 empty] | ST | [5 empty] | STM8S003F3P6TR (ST) | ICR-TH-009 | ICR-XXTH-XXXX-009-01
IM01082 | IC base DIP 28-pin, 7.5mm pitch (P8053-28-11) | ICR-XXTH-XXXX-010-01 |  | B Class | Nos | Nos | I-Inventory | RM-Raw Material | IC base DIP 28-pin, 7.5mm pitch (P8053-28-11) | Raw Material | NA | IC |  | 85322500 | [11 empty] | 1 | 0 | 0 | 1 | [11 empty] | PROTECTRON | [5 empty] | P8053-28-11 (PROTECTRON) | ICR-TH-010 | ICR-XXTH-XXXX-010-01
IM01083 | OPTOCOUPLER, PC817/EL357/TLP185 | ICR-XXTH-XXXX-011-01 |  | B Class | Nos | Nos | I-Inventory | RM-Raw Material | OPTOCOUPLER, PC817/EL357/TLP185 | Raw Material | NA | IC |  | 85322500 | [11 empty] | 1 | 0 | 0 | 1 | [11 empty] | Everlight Toshiba | [5 empty] | EL357 (Everlight) TLP185 (Toshiba) | ICR-TH-011 | ICR-XXTH-XXXX-011-01
IM01084 | IC - 2113 | ICR-XXTH-XXXX-012-01 |  | B Class | Nos | Nos | I-Inventory | RM-Raw Material | IC - 2113 | Raw Material | NA | IC |  | 85322500 | [11 empty] | 1 | 0 | 0 | 1 | [11 empty] | 0 | [5 empty] | N/A | ICR-TH-012 | ICR-XXTH-XXXX-012-01
IM01085 | IC - IRS 2110 | ICR-XXTH-XXXX-013-01 |  | B Class | Nos | Nos | I-Inventory | RM-Raw Material | IC - IRS 2110 | Raw Material | NA | IC |  | 85322500 | [11 empty] | 1 | 0 | 0 | 1 | [11 empty] | 0 | [5 empty] | N/A | ICR-TH-013 | ICR-XXTH-XXXX-013-01
IM01086 | IC FAN 7392 | ICR-XXTH-XXXX-014-01 |  | B Class | Nos | Nos | I-Inventory | RM-Raw Material | IC FAN 7392 | Raw Material | NA | IC |  | 85322500 | [11 empty] | 1 | 0 | 0 | 1 | [11 empty] | 0 | [5 empty] | N/A | ICR-TH-014 | ICR-XXTH-XXXX-014-01
IM01087 | Mosfet Driver IRS2186 DIP | MOS-XXDR-XXXX-001-01 |  | B Class | Nos | Nos | I-Inventory | RM-Raw Material | Mosfet Driver IRS2186 DIP | Raw Material | NA | DRIVER |  | 85322500 | [11 empty] | 1 | 0 | 0 | 1 | [11 empty] | IR | [5 empty] | IRS2186 (IR) | MOS-DR-001 | MOS-XXDR-XXXX-001-01
IM01088 | IC MOSFET DRIVER HIGH/LOW SIDE 4A; 8-SOIC(IRS2186PBF) | MOS-XXDR-XXXX-002-01 |  | B Class | Nos | Nos | I-Inventory | RM-Raw Material | IC MOSFET DRIVER HIGH/LOW SIDE 4A; 8-SOIC(IRS2186PBF) | Raw Material | NA | DRIVER |  | 85413090 | [11 empty] | 1 | 0 | 0 | 1 | [11 empty] | IR | [5 empty] | IRS2186 (IR) | MOS-DR-002 | MOS-XXDR-XXXX-002-01
IM01089 | Mosfet Driver TLP152 SO6 | MOS-XXDR-XXXX-003-01 |  | B Class | Nos | Nos | I-Inventory | RM-Raw Material | Mosfet Driver TLP152 SO6 | Raw Material | NA | DRIVER |  | 85322500 | [11 empty] | 1 | 0 | 0 | 1 | [11 empty] | TOSHIBA | [5 empty] | TLP152(TPL,E) (TOSHIBA) | MOS-DR-003 | MOS-XXDR-XXXX-003-01
IM01090 | Half-Bridge MOSFET Driver | MOS-XXDR-XXXX-004-01 |  | B Class | Nos | Nos | I-Inventory | RM-Raw Material | Half-Bridge MOSFET Driver | Raw Material | NA | DRIVER |  | 85322500 | [11 empty] | 1 | 0 | 0 | 1 | [11 empty] | Microchip Renesas | [5 empty] | MIC4604YM-TR (Microchip) HIP2101IBZ (Renesas) | MOS-DR-004 | MOS-XXDR-XXXX-004-01
IM01091 | MOSFET TK58E06N1;60V,105A,4.4mE;TO 220;Make;Toshiba | MOS-XXTH-XXXX-001-01 |  | B Class | Nos | Nos | I-Inventory | RM-Raw Material | MOSFET TK58E06N1;60V,105A,4.4mE;TO 220;Make;Toshiba | Raw Material | NA | MOSFET |  | 85322500 | [11 empty] | 1 | 0 | 0 | 1 | [11 empty] | TOSHIBA | [5 empty] | TK58E06N1,S1X (TOSHIBA) | MOS-TH-001 | MOS-XXTH-XXXX-001-01
IM01092 | Mosfet TK100E10N1;TO-220 Package | MOS-XXTH-XXXX-002-01 |  | B Class | Nos | Nos | I-Inventory | RM-Raw Material | Mosfet TK100E10N1;TO-220 Package | Raw Material | NA | MOSFET |  | 85322500 | [11 empty] | 1 | 0 | 0 | 1 | [11 empty] | TOSHIBA | [5 empty] | TK100E10N1,S1X (TOSHIBA) | MOS-TH-002 | MOS-XXTH-XXXX-002-01
IM01093 | Mosfet RM100N60T2;TO-220 Package | MOS-XXTH-XXXX-003-01 |  | B Class | Nos | Nos | I-Inventory | RM-Raw Material | Mosfet RM100N60T2;TO-220 Package | Raw Material | NA | MOSFET |  | 85322500 | [11 empty] | 1 | 0 | 0 | 1 | [11 empty] | RECTRON | [5 empty] | RM100N60T2 (RECTRON) | MOS-TH-003 | MOS-XXTH-XXXX-003-01
IM01094 | Mosfet IRFP4768PbF;TO-247Package | MOS-XXTH-XXXX-004-01 |  | B Class | Nos | Nos | I-Inventory | RM-Raw Material | Mosfet IRFP4768PbF;TO-247Package | Raw Material | NA | MOSFET |  | 85413090 | [11 empty] | 1 | 0 | 0 | 1 | [11 empty] | 0 | [5 empty] | IRFP4768PBF | MOS-TH-004 | MOS-XXTH-XXXX-004-01
IM01095 | Mosfet IRFP4668PbF;TO-247 Package | MOS-XXTH-XXXX-005-01 |  | B Class | Nos | Nos | I-Inventory | RM-Raw Material | Mosfet IRFP4668PbF;TO-247 Package | Raw Material | NA | MOSFET |  | 85322500 | [11 empty] | 1 | 0 | 0 | 1 | [11 empty] | 0 | [5 empty] | IRFP4668PBF | MOS-TH-005 | MOS-XXTH-XXXX-005-01
IM01096 | Mosfet IRFP4568PbF;TO-247 Package | MOS-XXTH-XXXX-006-01 |  | B Class | Nos | Nos | I-Inventory | RM-Raw Material | Mosfet IRFP4568PbF;TO-247 Package | Raw Material | NA | MOSFET |  | 85413090 | [11 empty] | 1 | 0 | 0 | 1 | [11 empty] | 0 | [5 empty] | IRFP4568PBF | MOS-TH-006 | MOS-XXTH-XXXX-006-01
IM01097 | Mosfet HRP105N15HPbF;TO-220 Package | MOS-XXTH-XXXX-007-01 |  | B Class | Nos | Nos | I-Inventory | RM-Raw Material | Mosfet HRP105N15HPbF;TO-220 Package | Raw Material | NA | MOSFET |  | 85413090 | [11 empty] | 1 | 0 | 0 | 1 | [11 empty] | 0 | [5 empty] | HRP105N15H | MOS-TH-007 | MOS-XXTH-XXXX-007-01
IM01098 | Mosfet STP150N10F7;TO-220 Package | MOS-XXTH-XXXX-008-01 |  | B Class | Nos | Nos | I-Inventory | RM-Raw Material | Mosfet STP150N10F7;TO-220 Package | Raw Material | NA | MOSFET |  | 85322500 | [11 empty] | 1 | 0 | 0 | 1 | [11 empty] | 0 | [5 empty] | STP150N10F7 | MOS-TH-008 | MOS-XXTH-XXXX-008-01
IM01099 | Mosfet STP100N6F7;TO-220 Package | MOS-XXTH-XXXX-009-01 |  | B Class | Nos | Nos | I-Inventory | RM-Raw Material | Mosfet STP100N6F7;TO-220 Package | Raw Material | NA | MOSFET |  | 85413090 | [11 empty] | 1 | 0 | 0 | 1 | [11 empty] | 0 | [5 empty] | STP100N6F7 | MOS-TH-009 | MOS-XXTH-XXXX-009-01
IM01100 | Mosfet IRF840;TO220Package | MOS-XXTH-XXXX-010-01 |  | B Class | Nos | Nos | I-Inventory | RM-Raw Material | Mosfet IRF840;TO220Package | Raw Material | NA | MOSFET |  | 85413090 | [11 empty] | 1 | 0 | 0 | 1 | [11 empty] | IR | [5 empty] | IRF840 (IR) | MOS-TH-010 | MOS-XXTH-XXXX-010-01
IM01101 | Mosfet IRLB4132PBL;TO220Package | MOS-XXTH-XXXX-011-01 |  | B Class | Nos | Nos | I-Inventory | RM-Raw Material | Mosfet IRLB4132PBL;TO220Package | Raw Material | NA | MOSFET |  | 85413090 | [11 empty] | 1 | 0 | 0 | 1 | [11 empty] | 0 | [5 empty] | IRLB4132PBL | MOS-TH-011 | MOS-XXTH-XXXX-011-01
IM01102 | Mosfet RM150N100T2;TO-220 Package | MOS-XXTH-XXXX-012-01 |  | B Class | Nos | Nos | I-Inventory | RM-Raw Material | Mosfet RM150N100T2;TO-220 Package | Raw Material | NA | MOSFET |  | 85322500 | [11 empty] | 1 | 0 | 0 | 1 | [11 empty] | RECTRON | [5 empty] | RM150N100T2 (RECTRON) | MOS-TH-012 | MOS-XXTH-XXXX-012-01
IM01103 | Mosfet STP105N3LL ;TO-220 Package | MOS-XXTH-XXXX-013-01 |  | B Class | Nos | Nos | I-Inventory | RM-Raw Material | Mosfet STP105N3LL ;TO-220 Package | Raw Material | NA | MOSFET |  | 85322500 | [11 empty] | 1 | 0 | 0 | 1 | [11 empty] | 0 | [5 empty] | STP105N3LL | MOS-TH-013 | MOS-XXTH-XXXX-013-01
IM01104 | Mosfet 30V ;TO-220 Package | MOS-XXTH-XXXX-014-01 |  | B Class | Nos | Nos | I-Inventory | RM-Raw Material | Mosfet 30V ;TO-220 Package | Raw Material | NA | MOSFET |  | 85322500 | [11 empty] | 1 | 0 | 0 | 1 | [11 empty] | IR ST | [5 empty] | IRLB4132PBL (IR) STP105N3LL (ST) | MOS-TH-014 | MOS-XXTH-XXXX-014-01
IM01105 | Mosfet 60V ;TO-220 Package | MOS-XXTH-XXXX-015-01 |  | B Class | Nos | Nos | I-Inventory | RM-Raw Material | Mosfet 60V ;TO-220 Package | Raw Material | NA | MOSFET |  | 85322500 | [11 empty] | 1 | 0 | 0 | 1 | [11 empty] | ST TOSHIBA | [5 empty] | STP100N6F7 (ST) TK58E06N1,S1X (TOSHIBA) | MOS-TH-015 | MOS-XXTH-XXXX-015-01
IM01106 | Mosfet 100V ;TO-220 Package | MOS-XXTH-XXXX-016-01 |  | B Class | Nos | Nos | I-Inventory | RM-Raw Material | Mosfet 100V ;TO-220 Package | Raw Material | NA | MOSFET |  | 85322500 | [11 empty] | 1 | 0 | 0 | 1 | [11 empty] | ST TOSHIBA | [5 empty] | STP150N10F7 (ST) TK100E10N1,S1X (TOSHIBA) | MOS-TH-016 | MOS-XXTH-XXXX-016-01
IM01107 | Mosfet 120V ;TO-220 Package | MOS-XXTH-XXXX-017-01 |  | B Class | Nos | Nos | I-Inventory | RM-Raw Material | Mosfet 120V ;TO-220 Package | Raw Material | NA | MOSFET |  | 85322500 | [11 empty] | 1 | 0 | 0 | 1 | [11 empty] | TOSHIBA | [5 empty] | TK72E12N1 (TOSHIBA) | MOS-TH-017 | MOS-XXTH-XXXX-017-01
IM01108 | RES 1/8W, 1E1 ,MFR ,1% | RES-XXTH-XXXX-001-01 |  | B Class | Nos | Nos | I-Inventory | RM-Raw Material | RES 1/8W, 1E1 ,MFR ,1% | Raw Material | NA | RESISTOR |  | 85322500 | [11 empty] | 1 | 0 | 0 | 1 | [11 empty] | 0 | [5 empty] | N/A | RES-TH-001 | RES-XXTH-XXXX-001-01
IM01109 | RES 1/8W, 1E2 ,MFR ,1% | RES-XXTH-XXXX-002-01 |  | B Class | Nos | Nos | I-Inventory | RM-Raw Material | RES 1/8W, 1E2 ,MFR ,1% | Raw Material | NA | RESISTOR |  | 85322500 | [11 empty] | 1 | 0 | 0 | 1 | [11 empty] | 0 | [5 empty] | N/A | RES-TH-002 | RES-XXTH-XXXX-002-01
IM01110 | RES 1/8W, 1E3 ,MFR ,1% | RES-XXTH-XXXX-003-01 |  | B Class | Nos | Nos | I-Inventory | RM-Raw Material | RES 1/8W, 1E3 ,MFR ,1% | Raw Material | NA | RESISTOR |  | 85322500 | [11 empty] | 1 | 0 | 0 | 1 | [11 empty] | 0 | [5 empty] | N/A | RES-TH-003 | RES-XXTH-XXXX-003-01
IM01111 | RES 1/8W, 1E5 ,MFR ,1% | RES-XXTH-XXXX-004-01 |  | B Class | Nos | Nos | I-Inventory | RM-Raw Material | RES 1/8W, 1E5 ,MFR ,1% | Raw Material | NA | RESISTOR |  | 85322500 | [11 empty] | 1 | 0 | 0 | 1 | [11 empty] | 0 | [5 empty] | N/A | RES-TH-004 | RES-XXTH-XXXX-004-01
IM01112 | RES 1/8W, 1E6 ,MFR ,1% | RES-XXTH-XXXX-005-01 |  | B Class | Nos | Nos | I-Inventory | RM-Raw Material | RES 1/8W, 1E6 ,MFR ,1% | Raw Material | NA | RESISTOR |  | 85322500 | [11 empty] | 1 | 0 | 0 | 1 | [11 empty] | 0 | [5 empty] | N/A | RES-TH-005 | RES-XXTH-XXXX-005-01
IM01113 | RES 1/8W, 1E8 ,MFR ,1% | RES-XXTH-XXXX-006-01 |  | B Class | Nos | Nos | I-Inventory | RM-Raw Material | RES 1/8W, 1E8 ,MFR ,1% | Raw Material | NA | RESISTOR |  | 85322500 | [11 empty] | 1 | 0 | 0 | 1 | [11 empty] | 0 | [5 empty] | N/A | RES-TH-006 | RES-XXTH-XXXX-006-01
IM01114 | RES 1/8W, 2E ,MFR ,1% | RES-XXTH-XXXX-007-01 |  | B Class | Nos | Nos | I-Inventory | RM-Raw Material | RES 1/8W, 2E ,MFR ,1% | Raw Material | NA | RESISTOR |  | 85322500 | [11 empty] | 1 | 0 | 0 | 1 | [11 empty] | 0 | [5 empty] | N/A | RES-TH-007 | RES-XXTH-XXXX-007-01
IM01115 | RES 1/8W, 2E2 ,MFR ,1% | RES-XXTH-XXXX-008-01 |  | B Class | Nos | Nos | I-Inventory | RM-Raw Material | RES 1/8W, 2E2 ,MFR ,1% | Raw Material | NA | RESISTOR |  | 85322500 | [11 empty] | 1 | 0 | 0 | 1 | [11 empty] | 0 | [5 empty] | N/A | RES-TH-008 | RES-XXTH-XXXX-008-01
IM01116 | RES 1/8W, 2E4 ,MFR ,1% | RES-XXTH-XXXX-009-01 |  | B Class | Nos | Nos | I-Inventory | RM-Raw Material | RES 1/8W, 2E4 ,MFR ,1% | Raw Material | NA | RESISTOR |  | 85322500 | [11 empty] | 1 | 0 | 0 | 1 | [11 empty] | 0 | [5 empty] | N/A | RES-TH-009 | RES-XXTH-XXXX-009-01
IM01117 | RES 1/8W, 2E7 ,MFR ,1% | RES-XXTH-XXXX-010-01 |  | B Class | Nos | Nos | I-Inventory | RM-Raw Material | RES 1/8W, 2E7 ,MFR ,1% | Raw Material | NA | RESISTOR |  | 85322500 | [11 empty] | 1 | 0 | 0 | 1 | [11 empty] | 0 | [5 empty] | N/A | RES-TH-010 | RES-XXTH-XXXX-010-01
IM01118 | RES 1/8W, 3E ,MFR ,1% | RES-XXTH-XXXX-011-01 |  | B Class | Nos | Nos | I-Inventory | RM-Raw Material | RES 1/8W, 3E ,MFR ,1% | Raw Material | NA | RESISTOR |  | 85322500 | [11 empty] | 1 | 0 | 0 | 1 | [11 empty] | 0 | [5 empty] | N/A | RES-TH-011 | RES-XXTH-XXXX-011-01
IM01119 | RES 1/8W, 3E3 ,MFR ,1% | RES-XXTH-XXXX-012-01 |  | B Class | Nos | Nos | I-Inventory | RM-Raw Material | RES 1/8W, 3E3 ,MFR ,1% | Raw Material | NA | RESISTOR |  | 85322500 | [11 empty] | 1 | 0 | 0 | 1 | [11 empty] | 0 | [5 empty] | N/A | RES-TH-012 | RES-XXTH-XXXX-012-01
IM01120 | RES 1/8W, 3E6 ,MFR ,1% | RES-XXTH-XXXX-013-01 |  | B Class | Nos | Nos | I-Inventory | RM-Raw Material | RES 1/8W, 3E6 ,MFR ,1% | Raw Material | NA | RESISTOR |  | 85322500 | [11 empty] | 1 | 0 | 0 | 1 | [11 empty] | 0 | [5 empty] | N/A | RES-TH-013 | RES-XXTH-XXXX-013-01
IM01121 | RES 1/8W, 3E9 ,MFR ,1% | RES-XXTH-XXXX-014-01 |  | B Class | Nos | Nos | I-Inventory | RM-Raw Material | RES 1/8W, 3E9 ,MFR ,1% | Raw Material | NA | RESISTOR |  | 85322500 | [11 empty] | 1 | 0 | 0 | 1 | [11 empty] | 0 | [5 empty] | N/A | RES-TH-014 | RES-XXTH-XXXX-014-01
IM01122 | RES 1/8W, 4E3 ,MFR ,1% | RES-XXTH-XXXX-015-01 |  | B Class | Nos | Nos | I-Inventory | RM-Raw Material | RES 1/8W, 4E3 ,MFR ,1% | Raw Material | NA | RESISTOR |  | 85322500 | [11 empty] | 1 | 0 | 0 | 1 | [11 empty] | 0 | [5 empty] | N/A | RES-TH-015 | RES-XXTH-XXXX-015-01
IM01123 | RES 1/8W, 4E7 ,MFR ,1% | RES-XXTH-XXXX-016-01 |  | B Class | Nos | Nos | I-Inventory | RM-Raw Material | RES 1/8W, 4E7 ,MFR ,1% | Raw Material | NA | RESISTOR |  | 85322500 | [11 empty] | 1 | 0 | 0 | 1 | [11 empty] | 0 | [5 empty] | N/A | RES-TH-016 | RES-XXTH-XXXX-016-01
IM01124 | RES 1/8W, 5E1 ,MFR ,1% | RES-XXTH-XXXX-017-01 |  | B Class | Nos | Nos | I-Inventory | RM-Raw Material | RES 1/8W, 5E1 ,MFR ,1% | Raw Material | NA | RESISTOR |  | 85322500 | [11 empty] | 1 | 0 | 0 | 1 | [11 empty] | 0 | [5 empty] | N/A | RES-TH-017 | RES-XXTH-XXXX-017-01
IM01125 | RES 1/8W, 5E6 ,MFR ,1% | RES-XXTH-XXXX-018-01 |  | B Class | Nos | Nos | I-Inventory | RM-Raw Material | RES 1/8W, 5E6 ,MFR ,1% | Raw Material | NA | RESISTOR |  | 85322500 | [11 empty] | 1 | 0 | 0 | 1 | [11 empty] | 0 | [5 empty] | N/A | RES-TH-018 | RES-XXTH-XXXX-018-01
IM01126 | RES 1/8W, 6E2 ,MFR ,1% | RES-XXTH-XXXX-019-01 |  | B Class | Nos | Nos | I-Inventory | RM-Raw Material | RES 1/8W, 6E2 ,MFR ,1% | Raw Material | NA | RESISTOR |  | 85322500 | [11 empty] | 1 | 0 | 0 | 1 | [11 empty] | 0 | [5 empty] | N/A | RES-TH-019 | RES-XXTH-XXXX-019-01
IM01127 | RES 1/8W, 6E8 ,MFR ,1% | RES-XXTH-XXXX-020-01 |  | B Class | Nos | Nos | I-Inventory | RM-Raw Material | RES 1/8W, 6E8 ,MFR ,1% | Raw Material | NA | RESISTOR |  | 85322500 | [11 empty] | 1 | 0 | 0 | 1 | [11 empty] | 0 | [5 empty] | N/A | RES-TH-020 | RES-XXTH-XXXX-020-01
IM01128 | RES 1/8W, 7E5 ,MFR ,1% | RES-XXTH-XXXX-021-01 |  | B Class | Nos | Nos | I-Inventory | RM-Raw Material | RES 1/8W, 7E5 ,MFR ,1% | Raw Material | NA | RESISTOR |  | 85322500 | [11 empty] | 1 | 0 | 0 | 1 | [11 empty] | 0 | [5 empty] | N/A | RES-TH-021 | RES-XXTH-XXXX-021-01
IM01129 | RES 1/8W, 8E2 ,MFR ,1% | RES-XXTH-XXXX-022-01 |  | B Class | Nos | Nos | I-Inventory | RM-Raw Material | RES 1/8W, 8E2 ,MFR ,1% | Raw Material | NA | RESISTOR |  | 85322500 | [11 empty] | 1 | 0 | 0 | 1 | [11 empty] | 0 | [5 empty] | N/A | RES-TH-022 | RES-XXTH-XXXX-022-01
IM01130 | RES 1/8W, 9E1 ,MFR ,1% | RES-XXTH-XXXX-023-01 |  | B Class | Nos | Nos | I-Inventory | RM-Raw Material | RES 1/8W, 9E1 ,MFR ,1% | Raw Material | NA | RESISTOR |  | 85322500 | [11 empty] | 1 | 0 | 0 | 1 | [11 empty] | 0 | [5 empty] | N/A | RES-TH-023 | RES-XXTH-XXXX-023-01
IM01131 | RES 1/8W, 10E ,MFR ,1% | RES-XXTH-XXXX-024-01 |  | B Class | Nos | Nos | I-Inventory | RM-Raw Material | RES 1/8W, 10E ,MFR ,1% | Raw Material | NA | RESISTOR |  | 85322500 | [11 empty] | 1 | 0 | 0 | 1 | [11 empty] | 0 | [5 empty] | N/A | RES-TH-024 | RES-XXTH-XXXX-024-01
IM01132 | RES 1/8W, 11E ,MFR ,1% | RES-XXTH-XXXX-025-01 |  | B Class | Nos | Nos | I-Inventory | RM-Raw Material | RES 1/8W, 11E ,MFR ,1% | Raw Material | NA | RESISTOR |  | 85322500 | [11 empty] | 1 | 0 | 0 | 1 | [11 empty] | 0 | [5 empty] | N/A | RES-TH-025 | RES-XXTH-XXXX-025-01
IM01133 | RES 1/8W, 12E ,MFR ,1% | RES-XXTH-XXXX-026-01 |  | B Class | Nos | Nos | I-Inventory | RM-Raw Material | RES 1/8W, 12E ,MFR ,1% | Raw Material | NA | RESISTOR |  | 85322500 | [11 empty] | 1 | 0 | 0 | 1 | [11 empty] | 0 | [5 empty] | N/A | RES-TH-026 | RES-XXTH-XXXX-026-01
IM01134 | RES 1/8W, 13E ,MFR ,1% | RES-XXTH-XXXX-027-01 |  | B Class | Nos | Nos | I-Inventory | RM-Raw Material | RES 1/8W, 13E ,MFR ,1% | Raw Material | NA | RESISTOR |  | 85322500 | [11 empty] | 1 | 0 | 0 | 1 | [11 empty] | 0 | [5 empty] | N/A | RES-TH-027 | RES-XXTH-XXXX-027-01
IM01135 | RES 1/8W, 15E ,MFR ,1% | RES-XXTH-XXXX-028-01 |  | B Class | Nos | Nos | I-Inventory | RM-Raw Material | RES 1/8W, 15E ,MFR ,1% | Raw Material | NA | RESISTOR |  | 85322500 | [11 empty] | 1 | 0 | 0 | 1 | [11 empty] | 0 | [5 empty] | N/A | RES-TH-028 | RES-XXTH-XXXX-028-01
IM01136 | RES 1/8W, 16E ,MFR ,1% | RES-XXTH-XXXX-029-01 |  | B Class | Nos | Nos | I-Inventory | RM-Raw Material | RES 1/8W, 16E ,MFR ,1% | Raw Material | NA | RESISTOR |  | 85322500 | [11 empty] | 1 | 0 | 0 | 1 | [11 empty] | 0 | [5 empty] | N/A | RES-TH-029 | RES-XXTH-XXXX-029-01
IM01137 | RES 1/8W, 18E ,MFR ,1% | RES-XXTH-XXXX-030-01 |  | B Class | Nos | Nos | I-Inventory | RM-Raw Material | RES 1/8W, 18E ,MFR ,1% | Raw Material | NA | RESISTOR |  | 85322500 | [11 empty] | 1 | 0 | 0 | 1 | [11 empty] | 0 | [5 empty] | N/A | RES-TH-030 | RES-XXTH-XXXX-030-01
IM01138 | RES 1/8W, 20E ,MFR ,1% | RES-XXTH-XXXX-031-01 |  | B Class | Nos | Nos | I-Inventory | RM-Raw Material | RES 1/8W, 20E ,MFR ,1% | Raw Material | NA | RESISTOR |  | 85322500 | [11 empty] | 1 | 0 | 0 | 1 | [11 empty] | 0 | [5 empty] | N/A | RES-TH-031 | RES-XXTH-XXXX-031-01
IM01139 | RES 1/8W, 22E ,MFR ,1% | RES-XXTH-XXXX-032-01 |  | B Class | Nos | Nos | I-Inventory | RM-Raw Material | RES 1/8W, 22E ,MFR ,1% | Raw Material | NA | RESISTOR |  | 85322500 | [11 empty] | 1 | 0 | 0 | 1 | [11 empty] | 0 | [5 empty] | N/A | RES-TH-032 | RES-XXTH-XXXX-032-01
IM01140 | RES 1/8W, 24E ,MFR ,1% | RES-XXTH-XXXX-033-01 |  | B Class | Nos | Nos | I-Inventory | RM-Raw Material | RES 1/8W, 24E ,MFR ,1% | Raw Material | NA | RESISTOR |  | 85322500 | [11 empty] | 1 | 0 | 0 | 1 | [11 empty] | 0 | [5 empty] | N/A | RES-TH-033 | RES-XXTH-XXXX-033-01
IM01141 | RES 1/8W, 27E ,MFR ,1% | RES-XXTH-XXXX-034-01 |  | B Class | Nos | Nos | I-Inventory | RM-Raw Material | RES 1/8W, 27E ,MFR ,1% | Raw Material | NA | RESISTOR |  | 85322500 | [11 empty] | 1 | 0 | 0 | 1 | [11 empty] | 0 | [5 empty] | N/A | RES-TH-034 | RES-XXTH-XXXX-034-01
IM01142 | RES 1/8W, 30E ,MFR ,1% | RES-XXTH-XXXX-035-01 |  | B Class | Nos | Nos | I-Inventory | RM-Raw Material | RES 1/8W, 30E ,MFR ,1% | Raw Material | NA | RESISTOR |  | 85322500 | [11 empty] | 1 | 0 | 0 | 1 | [11 empty] | 0 | [5 empty] | N/A | RES-TH-035 | RES-XXTH-XXXX-035-01
IM01143 | RES 1/8W, 33E ,MFR ,1% | RES-XXTH-XXXX-036-01 |  | B Class | Nos | Nos | I-Inventory | RM-Raw Material | RES 1/8W, 33E ,MFR ,1% | Raw Material | NA | RESISTOR |  | 85322500 | [11 empty] | 1 | 0 | 0 | 1 | [11 empty] | 0 | [5 empty] | N/A | RES-TH-036 | RES-XXTH-XXXX-036-01
IM01144 | RES 1/8W, 36E ,MFR ,1% | RES-XXTH-XXXX-037-01 |  | B Class | Nos | Nos | I-Inventory | RM-Raw Material | RES 1/8W, 36E ,MFR ,1% | Raw Material | NA | RESISTOR |  | 85322500 | [11 empty] | 1 | 0 | 0 | 1 | [11 empty] | 0 | [5 empty] | N/A | RES-TH-037 | RES-XXTH-XXXX-037-01
IM01145 | RES 1/8W, 39E ,MFR ,1% | RES-XXTH-XXXX-038-01 |  | B Class | Nos | Nos | I-Inventory | RM-Raw Material | RES 1/8W, 39E ,MFR ,1% | Raw Material | NA | RESISTOR |  | 85322500 | [11 empty] | 1 | 0 | 0 | 1 | [11 empty] | 0 | [5 empty] | N/A | RES-TH-038 | RES-XXTH-XXXX-038-01
IM01146 | RES 1/8W, 43E ,MFR ,1% | RES-XXTH-XXXX-039-01 |  | B Class | Nos | Nos | I-Inventory | RM-Raw Material | RES 1/8W, 43E ,MFR ,1% | Raw Material | NA | RESISTOR |  | 85322500 | [11 empty] | 1 | 0 | 0 | 1 | [11 empty] | 0 | [5 empty] | N/A | RES-TH-039 | RES-XXTH-XXXX-039-01
IM01147 | RES 1/8W, 47E ,MFR ,1% | RES-XXTH-XXXX-040-01 |  | B Class | Nos | Nos | I-Inventory | RM-Raw Material | RES 1/8W, 47E ,MFR ,1% | Raw Material | NA | RESISTOR |  | 85322500 | [11 empty] | 1 | 0 | 0 | 1 | [11 empty] | 0 | [5 empty] | N/A | RES-TH-040 | RES-XXTH-XXXX-040-01
IM01148 | RES 1/8W, 51E ,MFR ,1% | RES-XXTH-XXXX-041-01 |  | B Class | Nos | Nos | I-Inventory | RM-Raw Material | RES 1/8W, 51E ,MFR ,1% | Raw Material | NA | RESISTOR |  | 85322500 | [11 empty] | 1 | 0 | 0 | 1 | [11 empty] | 0 | [5 empty] | N/A | RES-TH-041 | RES-XXTH-XXXX-041-01
IM01149 | RES 1/8W, 56E ,MFR ,1% | RES-XXTH-XXXX-042-01 |  | B Class | Nos | Nos | I-Inventory | RM-Raw Material | RES 1/8W, 56E ,MFR ,1% | Raw Material | NA | RESISTOR |  | 85322500 | [11 empty] | 1 | 0 | 0 | 1 | [11 empty] | 0 | [5 empty] | N/A | RES-TH-042 | RES-XXTH-XXXX-042-01
IM01150 | RES 1/8W, 62E ,MFR ,1% | RES-XXTH-XXXX-043-01 |  | B Class | Nos | Nos | I-Inventory | RM-Raw Material | RES 1/8W, 62E ,MFR ,1% | Raw Material | NA | RESISTOR |  | 85322500 | [11 empty] | 1 | 0 | 0 | 1 | [11 empty] | 0 | [5 empty] | N/A | RES-TH-043 | RES-XXTH-XXXX-043-01
IM01151 | RES 1/8W, 68E ,MFR ,1% | RES-XXTH-XXXX-044-01 |  | B Class | Nos | Nos | I-Inventory | RM-Raw Material | RES 1/8W, 68E ,MFR ,1% | Raw Material | NA | RESISTOR |  | 85322500 | [11 empty] | 1 | 0 | 0 | 1 | [11 empty] | 0 | [5 empty] | N/A | RES-TH-044 | RES-XXTH-XXXX-044-01
IM01152 | RES 1/8W, 75E ,MFR ,1% | RES-XXTH-XXXX-045-01 |  | B Class | Nos | Nos | I-Inventory | RM-Raw Material | RES 1/8W, 75E ,MFR ,1% | Raw Material | NA | RESISTOR |  | 85322500 | [11 empty] | 1 | 0 | 0 | 1 | [11 empty] | 0 | [5 empty] | N/A | RES-TH-045 | RES-XXTH-XXXX-045-01
IM01153 | RES 1/8W, 82E ,MFR ,1% | RES-XXTH-XXXX-046-01 |  | B Class | Nos | Nos | I-Inventory | RM-Raw Material | RES 1/8W, 82E ,MFR ,1% | Raw Material | NA | RESISTOR |  | 85322500 | [11 empty] | 1 | 0 | 0 | 1 | [11 empty] | 0 | [5 empty] | N/A | RES-TH-046 | RES-XXTH-XXXX-046-01
IM01154 | RES 1/8W, 91E ,MFR ,1% | RES-XXTH-XXXX-047-01 |  | B Class | Nos | Nos | I-Inventory | RM-Raw Material | RES 1/8W, 91E ,MFR ,1% | Raw Material | NA | RESISTOR |  | 85322500 | [11 empty] | 1 | 0 | 0 | 1 | [11 empty] | 0 | [5 empty] | N/A | RES-TH-047 | RES-XXTH-XXXX-047-01
IM01155 | RES 1/8W, 100E ,MFR ,1% | RES-XXTH-XXXX-048-01 |  | B Class | Nos | Nos | I-Inventory | RM-Raw Material | RES 1/8W, 100E ,MFR ,1% | Raw Material | NA | RESISTOR |  | 85322500 | [11 empty] | 1 | 0 | 0 | 1 | [11 empty] | 0 | [5 empty] | N/A | RES-TH-048 | RES-XXTH-XXXX-048-01
IM01156 | RES 1/8W, 110E ,MFR ,1% | RES-XXTH-XXXX-049-01 |  | B Class | Nos | Nos | I-Inventory | RM-Raw Material | RES 1/8W, 110E ,MFR ,1% | Raw Material | NA | RESISTOR |  | 85322500 | [11 empty] | 1 | 0 | 0 | 1 | [11 empty] | 0 | [5 empty] | N/A | RES-TH-049 | RES-XXTH-XXXX-049-01
IM01157 | RES 1/8W, 120E ,MFR ,1% | RES-XXTH-XXXX-050-01 |  | B Class | Nos | Nos | I-Inventory | RM-Raw Material | RES 1/8W, 120E ,MFR ,1% | Raw Material | NA | RESISTOR |  | 85322500 | [11 empty] | 1 | 0 | 0 | 1 | [11 empty] | 0 | [5 empty] | N/A | RES-TH-050 | RES-XXTH-XXXX-050-01
IM01158 | RES 1/8W, 130E ,MFR ,1% | RES-XXTH-XXXX-051-01 |  | B Class | Nos | Nos | I-Inventory | RM-Raw Material | RES 1/8W, 130E ,MFR ,1% | Raw Material | NA | RESISTOR |  | 85322500 | [11 empty] | 1 | 0 | 0 | 1 | [11 empty] | 0 | [5 empty] | N/A | RES-TH-051 | RES-XXTH-XXXX-051-01
IM01159 | RES 1/8W, 150E ,MFR ,1% | RES-XXTH-XXXX-052-01 |  | B Class | Nos | Nos | I-Inventory | RM-Raw Material | RES 1/8W, 150E ,MFR ,1% | Raw Material | NA | RESISTOR |  | 85322500 | [11 empty] | 1 | 0 | 0 | 1 | [11 empty] | 0 | [5 empty] | N/A | RES-TH-052 | RES-XXTH-XXXX-052-01
IM01160 | RES 1/8W, 160E ,MFR ,1% | RES-XXTH-XXXX-053-01 |  | B Class | Nos | Nos | I-Inventory | RM-Raw Material | RES 1/8W, 160E ,MFR ,1% | Raw Material | NA | RESISTOR |  | 85322500 | [11 empty] | 1 | 0 | 0 | 1 | [11 empty] | 0 | [5 empty] | N/A | RES-TH-053 | RES-XXTH-XXXX-053-01
IM01161 | RES 1/8W, 180E ,MFR ,1% | RES-XXTH-XXXX-054-01 |  | B Class | Nos | Nos | I-Inventory | RM-Raw Material | RES 1/8W, 180E ,MFR ,1% | Raw Material | NA | RESISTOR |  | 85322500 | [11 empty] | 1 | 0 | 0 | 1 | [11 empty] | 0 | [5 empty] | N/A | RES-TH-054 | RES-XXTH-XXXX-054-01
IM01162 | RES 1/8W, 200E ,MFR ,1% | RES-XXTH-XXXX-055-01 |  | B Class | Nos | Nos | I-Inventory | RM-Raw Material | RES 1/8W, 200E ,MFR ,1% | Raw Material | NA | RESISTOR |  | 85322500 | [11 empty] | 1 | 0 | 0 | 1 | [11 empty] | 0 | [5 empty] | N/A | RES-TH-055 | RES-XXTH-XXXX-055-01
IM01163 | RES 1/8W, 220E ,MFR ,1% | RES-XXTH-XXXX-056-01 |  | B Class | Nos | Nos | I-Inventory | RM-Raw Material | RES 1/8W, 220E ,MFR ,1% | Raw Material | NA | RESISTOR |  | 85322500 | [11 empty] | 1 | 0 | 0 | 1 | [11 empty] | 0 | [5 empty] | N/A | RES-TH-056 | RES-XXTH-XXXX-056-01
IM01164 | RES 1/8W, 240E ,MFR ,1% | RES-XXTH-XXXX-057-01 |  | B Class | Nos | Nos | I-Inventory | RM-Raw Material | RES 1/8W, 240E ,MFR ,1% | Raw Material | NA | RESISTOR |  | 85322500 | [11 empty] | 1 | 0 | 0 | 1 | [11 empty] | 0 | [5 empty] | N/A | RES-TH-057 | RES-XXTH-XXXX-057-01
IM01165 | RES 1/8W, 270E ,MFR ,1% | RES-XXTH-XXXX-058-01 |  | B Class | Nos | Nos | I-Inventory | RM-Raw Material | RES 1/8W, 270E ,MFR ,1% | Raw Material | NA | RESISTOR |  | 85322500 | [11 empty] | 1 | 0 | 0 | 1 | [11 empty] | 0 | [5 empty] | N/A | RES-TH-058 | RES-XXTH-XXXX-058-01
IM01166 | RES 1/8W, 300E ,MFR ,1% | RES-XXTH-XXXX-059-01 |  | B Class | Nos | Nos | I-Inventory | RM-Raw Material | RES 1/8W, 300E ,MFR ,1% | Raw Material | NA | RESISTOR |  | 85322500 | [11 empty] | 1 | 0 | 0 | 1 | [11 empty] | 0 | [5 empty] | N/A | RES-TH-059 | RES-XXTH-XXXX-059-01
IM01167 | RES 1/8W, 330E ,MFR ,1% | RES-XXTH-XXXX-060-01 |  | B Class | Nos | Nos | I-Inventory | RM-Raw Material | RES 1/8W, 330E ,MFR ,1% | Raw Material | NA | RESISTOR |  | 85322500 | [11 empty] | 1 | 0 | 0 | 1 | [11 empty] | 0 | [5 empty] | N/A | RES-TH-060 | RES-XXTH-XXXX-060-01
IM01168 | RES 1/8W, 360E ,MFR ,1% | RES-XXTH-XXXX-061-01 |  | B Class | Nos | Nos | I-Inventory | RM-Raw Material | RES 1/8W, 360E ,MFR ,1% | Raw Material | NA | RESISTOR |  | 85322500 | [11 empty] | 1 | 0 | 0 | 1 | [11 empty] | 0 | [5 empty] | N/A | RES-TH-061 | RES-XXTH-XXXX-061-01
IM01169 | RES 1/8W, 390E ,MFR ,1% | RES-XXTH-XXXX-062-01 |  | B Class | Nos | Nos | I-Inventory | RM-Raw Material | RES 1/8W, 390E ,MFR ,1% | Raw Material | NA | RESISTOR |  | 85322500 | [11 empty] | 1 | 0 | 0 | 1 | [11 empty] | 0 | [5 empty] | N/A | RES-TH-062 | RES-XXTH-XXXX-062-01
IM01170 | RES 1/8W, 430E ,MFR ,1% | RES-XXTH-XXXX-063-01 |  | B Class | Nos | Nos | I-Inventory | RM-Raw Material | RES 1/8W, 430E ,MFR ,1% | Raw Material | NA | RESISTOR |  | 85322500 | [11 empty] | 1 | 0 | 0 | 1 | [11 empty] | 0 | [5 empty] | N/A | RES-TH-063 | RES-XXTH-XXXX-063-01
IM01171 | RES 1/8W, 470E ,MFR ,1% | RES-XXTH-XXXX-064-01 |  | B Class | Nos | Nos | I-Inventory | RM-Raw Material | RES 1/8W, 470E ,MFR ,1% | Raw Material | NA | RESISTOR |  | 85322500 | [11 empty] | 1 | 0 | 0 | 1 | [11 empty] | 0 | [5 empty] | N/A | RES-TH-064 | RES-XXTH-XXXX-064-01
IM01172 | RES 1/8W, 510E ,MFR ,1% | RES-XXTH-XXXX-065-01 |  | B Class | Nos | Nos | I-Inventory | RM-Raw Material | RES 1/8W, 510E ,MFR ,1% | Raw Material | NA | RESISTOR |  | 85322500 | [11 empty] | 1 | 0 | 0 | 1 | [11 empty] | 0 | [5 empty] | N/A | RES-TH-065 | RES-XXTH-XXXX-065-01
IM01173 | RES 1/8W, 560E ,MFR ,1% | RES-XXTH-XXXX-066-01 |  | B Class | Nos | Nos | I-Inventory | RM-Raw Material | RES 1/8W, 560E ,MFR ,1% | Raw Material | NA | RESISTOR |  | 85322500 | [11 empty] | 1 | 0 | 0 | 1 | [11 empty] | 0 | [5 empty] | N/A | RES-TH-066 | RES-XXTH-XXXX-066-01
IM01174 | RES 1/8W, 620E ,MFR ,1% | RES-XXTH-XXXX-067-01 |  | B Class | Nos | Nos | I-Inventory | RM-Raw Material | RES 1/8W, 620E ,MFR ,1% | Raw Material | NA | RESISTOR |  | 85322500 | [11 empty] | 1 | 0 | 0 | 1 | [11 empty] | 0 | [5 empty] | N/A | RES-TH-067 | RES-XXTH-XXXX-067-01
IM01175 | RES 1/8W, 680E ,MFR ,1% | RES-XXTH-XXXX-068-01 |  | B Class | Nos | Nos | I-Inventory | RM-Raw Material | RES 1/8W, 680E ,MFR ,1% | Raw Material | NA | RESISTOR |  | 85322500 | [11 empty] | 1 | 0 | 0 | 1 | [11 empty] | 0 | [5 empty] | N/A | RES-TH-068 | RES-XXTH-XXXX-068-01
IM01176 | RES 1/8W, 750E ,MFR ,1% | RES-XXTH-XXXX-069-01 |  | B Class | Nos | Nos | I-Inventory | RM-Raw Material | RES 1/8W, 750E ,MFR ,1% | Raw Material | NA | RESISTOR |  | 85322500 | [11 empty] | 1 | 0 | 0 | 1 | [11 empty] | 0 | [5 empty] | N/A | RES-TH-069 | RES-XXTH-XXXX-069-01
IM01177 | RES 1/8W, 820E ,MFR ,1% | RES-XXTH-XXXX-070-01 |  | B Class | Nos | Nos | I-Inventory | RM-Raw Material | RES 1/8W, 820E ,MFR ,1% | Raw Material | NA | RESISTOR |  | 85322500 | [11 empty] | 1 | 0 | 0 | 1 | [11 empty] | 0 | [5 empty] | N/A | RES-TH-070 | RES-XXTH-XXXX-070-01
IM01178 | RES 1/8W, 910E ,MFR ,1% | RES-XXTH-XXXX-071-01 |  | B Class | Nos | Nos | I-Inventory | RM-Raw Material | RES 1/8W, 910E ,MFR ,1% | Raw Material | NA | RESISTOR |  | 85322500 | [11 empty] | 1 | 0 | 0 | 1 | [11 empty] | 0 | [5 empty] | N/A | RES-TH-071 | RES-XXTH-XXXX-071-01
IM01179 | RES 1/8W, 1K ,MFR ,1% | RES-XXTH-XXXX-072-01 |  | B Class | Nos | Nos | I-Inventory | RM-Raw Material | RES 1/8W, 1K ,MFR ,1% | Raw Material | NA | RESISTOR |  | 85322500 | [11 empty] | 1 | 0 | 0 | 1 | [11 empty] | 0 | [5 empty] | N/A | RES-TH-072 | RES-XXTH-XXXX-072-01
IM01180 | RES 1/8W, 1K1 ,MFR ,1% | RES-XXTH-XXXX-073-01 |  | B Class | Nos | Nos | I-Inventory | RM-Raw Material | RES 1/8W, 1K1 ,MFR ,1% | Raw Material | NA | RESISTOR |  | 85322500 | [11 empty] | 1 | 0 | 0 | 1 | [11 empty] | 0 | [5 empty] | N/A | RES-TH-073 | RES-XXTH-XXXX-073-01
IM01181 | RES 1/8W, 1K2 ,MFR ,1% | RES-XXTH-XXXX-074-01 |  | B Class | Nos | Nos | I-Inventory | RM-Raw Material | RES 1/8W, 1K2 ,MFR ,1% | Raw Material | NA | RESISTOR |  | 85322500 | [11 empty] | 1 | 0 | 0 | 1 | [11 empty] | 0 | [5 empty] | N/A | RES-TH-074 | RES-XXTH-XXXX-074-01
IM01182 | RES 1/8W, 1K3 ,MFR ,1% | RES-XXTH-XXXX-075-01 |  | B Class | Nos | Nos | I-Inventory | RM-Raw Material | RES 1/8W, 1K3 ,MFR ,1% | Raw Material | NA | RESISTOR |  | 85322500 | [11 empty] | 1 | 0 | 0 | 1 | [11 empty] | 0 | [5 empty] | N/A | RES-TH-075 | RES-XXTH-XXXX-075-01
IM01183 | RES 1/8W, 1K5 ,MFR ,1% | RES-XXTH-XXXX-076-01 |  | B Class | Nos | Nos | I-Inventory | RM-Raw Material | RES 1/8W, 1K5 ,MFR ,1% | Raw Material | NA | RESISTOR |  | 85322500 | [11 empty] | 1 | 0 | 0 | 1 | [11 empty] | 0 | [5 empty] | N/A | RES-TH-076 | RES-XXTH-XXXX-076-01
IM01184 | RES 1/8W, 1K6 ,MFR ,1% | RES-XXTH-XXXX-077-01 |  | B Class | Nos | Nos | I-Inventory | RM-Raw Material | RES 1/8W, 1K6 ,MFR ,1% | Raw Material | NA | RESISTOR |  | 85322500 | [11 empty] | 1 | 0 | 0 | 1 | [11 empty] | 0 | [5 empty] | N/A | RES-TH-077 | RES-XXTH-XXXX-077-01
IM01185 | RES 1/8W, 1K8 ,MFR ,1% | RES-XXTH-XXXX-078-01 |  | B Class | Nos | Nos | I-Inventory | RM-Raw Material | RES 1/8W, 1K8 ,MFR ,1% | Raw Material | NA | RESISTOR |  | 85322500 | [11 empty] | 1 | 0 | 0 | 1 | [11 empty] | 0 | [5 empty] | N/A | RES-TH-078 | RES-XXTH-XXXX-078-01
IM01186 | RES 1/8W, 2K ,MFR ,1% | RES-XXTH-XXXX-079-01 |  | B Class | Nos | Nos | I-Inventory | RM-Raw Material | RES 1/8W, 2K ,MFR ,1% | Raw Material | NA | RESISTOR |  | 85322500 | [11 empty] | 1 | 0 | 0 | 1 | [11 empty] | 0 | [5 empty] | N/A | RES-TH-079 | RES-XXTH-XXXX-079-01
IM01187 | RES 1/8W, 2K2 ,MFR ,1% | RES-XXTH-XXXX-080-01 |  | B Class | Nos | Nos | I-Inventory | RM-Raw Material | RES 1/8W, 2K2 ,MFR ,1% | Raw Material | NA | RESISTOR |  | 85322500 | [11 empty] | 1 | 0 | 0 | 1 | [11 empty] | 0 | [5 empty] | N/A | RES-TH-080 | RES-XXTH-XXXX-080-01
IM01188 | RES 1/8W, 2K4 ,MFR ,1% | RES-XXTH-XXXX-081-01 |  | B Class | Nos | Nos | I-Inventory | RM-Raw Material | RES 1/8W, 2K4 ,MFR ,1% | Raw Material | NA | RESISTOR |  | 85322500 | [11 empty] | 1 | 0 | 0 | 1 | [11 empty] | 0 | [5 empty] | N/A | RES-TH-081 | RES-XXTH-XXXX-081-01
IM01189 | RES 1/8W, 2K7 ,MFR ,1% | RES-XXTH-XXXX-082-01 |  | B Class | Nos | Nos | I-Inventory | RM-Raw Material | RES 1/8W, 2K7 ,MFR ,1% | Raw Material | NA | RESISTOR |  | 85322500 | [11 empty] | 1 | 0 | 0 | 1 | [11 empty] | 0 | [5 empty] | N/A | RES-TH-082 | RES-XXTH-XXXX-082-01
IM01190 | RES 1/8W, 3K ,MFR ,1% | RES-XXTH-XXXX-083-01 |  | B Class | Nos | Nos | I-Inventory | RM-Raw Material | RES 1/8W, 3K ,MFR ,1% | Raw Material | NA | RESISTOR |  | 85322500 | [11 empty] | 1 | 0 | 0 | 1 | [11 empty] | 0 | [5 empty] | N/A | RES-TH-083 | RES-XXTH-XXXX-083-01
IM01191 | RES 1/8W, 3K3 ,MFR ,1% | RES-XXTH-XXXX-084-01 |  | B Class | Nos | Nos | I-Inventory | RM-Raw Material | RES 1/8W, 3K3 ,MFR ,1% | Raw Material | NA | RESISTOR |  | 85322500 | [11 empty] | 1 | 0 | 0 | 1 | [11 empty] | 0 | [5 empty] | N/A | RES-TH-084 | RES-XXTH-XXXX-084-01
IM01192 | RES 1/8W, 3K6 ,MFR ,1% | RES-XXTH-XXXX-085-01 |  | B Class | Nos | Nos | I-Inventory | RM-Raw Material | RES 1/8W, 3K6 ,MFR ,1% | Raw Material | NA | RESISTOR |  | 85322500 | [11 empty] | 1 | 0 | 0 | 1 | [11 empty] | 0 | [5 empty] | N/A | RES-TH-085 | RES-XXTH-XXXX-085-01
IM01193 | RES 1/8W, 3K9 ,MFR ,1% | RES-XXTH-XXXX-086-01 |  | B Class | Nos | Nos | I-Inventory | RM-Raw Material | RES 1/8W, 3K9 ,MFR ,1% | Raw Material | NA | RESISTOR |  | 85322500 | [11 empty] | 1 | 0 | 0 | 1 | [11 empty] | 0 | [5 empty] | N/A | RES-TH-086 | RES-XXTH-XXXX-086-01
IM01194 | RES 1/8W, 4K3 ,MFR ,1% | RES-XXTH-XXXX-087-01 |  | B Class | Nos | Nos | I-Inventory | RM-Raw Material | RES 1/8W, 4K3 ,MFR ,1% | Raw Material | NA | RESISTOR |  | 85322500 | [11 empty] | 1 | 0 | 0 | 1 | [11 empty] | 0 | [5 empty] | N/A | RES-TH-087 | RES-XXTH-XXXX-087-01
IM01195 | RES 1/8W, 4K7 ,MFR ,1% | RES-XXTH-XXXX-088-01 |  | B Class | Nos | Nos | I-Inventory | RM-Raw Material | RES 1/8W, 4K7 ,MFR ,1% | Raw Material | NA | RESISTOR |  | 85322500 | [11 empty] | 1 | 0 | 0 | 1 | [11 empty] | 0 | [5 empty] | N/A | RES-TH-088 | RES-XXTH-XXXX-088-01
IM01196 | RES 1/8W, 5K1 ,MFR ,1% | RES-XXTH-XXXX-089-01 |  | B Class | Nos | Nos | I-Inventory | RM-Raw Material | RES 1/8W, 5K1 ,MFR ,1% | Raw Material | NA | RESISTOR |  | 85322500 | [11 empty] | 1 | 0 | 0 | 1 | [11 empty] | 0 | [5 empty] | N/A | RES-TH-089 | RES-XXTH-XXXX-089-01
IM01197 | RES 1/8W, 5K6 ,MFR ,1% | RES-XXTH-XXXX-090-01 |  | B Class | Nos | Nos | I-Inventory | RM-Raw Material | RES 1/8W, 5K6 ,MFR ,1% | Raw Material | NA | RESISTOR |  | 85322500 | [11 empty] | 1 | 0 | 0 | 1 | [11 empty] | 0 | [5 empty] | N/A | RES-TH-090 | RES-XXTH-XXXX-090-01
IM01198 | RES 1/8W, 6K2 ,MFR ,1% | RES-XXTH-XXXX-091-01 |  | B Class | Nos | Nos | I-Inventory | RM-Raw Material | RES 1/8W, 6K2 ,MFR ,1% | Raw Material | NA | RESISTOR |  | 85322500 | [11 empty] | 1 | 0 | 0 | 1 | [11 empty] | 0 | [5 empty] | N/A | RES-TH-091 | RES-XXTH-XXXX-091-01
IM01199 | RES 1/8W, 6K8 ,MFR ,1% | RES-XXTH-XXXX-092-01 |  | B Class | Nos | Nos | I-Inventory | RM-Raw Material | RES 1/8W, 6K8 ,MFR ,1% | Raw Material | NA | RESISTOR |  | 85322500 | [11 empty] | 1 | 0 | 0 | 1 | [11 empty] | 0 | [5 empty] | N/A | RES-TH-092 | RES-XXTH-XXXX-092-01
IM01200 | RES 1/8W, 7K5 ,MFR ,1% | RES-XXTH-XXXX-093-01 |  | B Class | Nos | Nos | I-Inventory | RM-Raw Material | RES 1/8W, 7K5 ,MFR ,1% | Raw Material | NA | RESISTOR |  | 85322500 | [11 empty] | 1 | 0 | 0 | 1 | [11 empty] | 0 | [5 empty] | N/A | RES-TH-093 | RES-XXTH-XXXX-093-01
IM01201 | RES 1/8W, 8K2 ,MFR ,1% | RES-XXTH-XXXX-094-01 |  | B Class | Nos | Nos | I-Inventory | RM-Raw Material | RES 1/8W, 8K2 ,MFR ,1% | Raw Material | NA | RESISTOR |  | 85322500 | [11 empty] | 1 | 0 | 0 | 1 | [11 empty] | 0 | [5 empty] | N/A | RES-TH-094 | RES-XXTH-XXXX-094-01
IM01202 | RES 1/8W, 9K1 ,MFR ,1% | RES-XXTH-XXXX-095-01 |  | B Class | Nos | Nos | I-Inventory | RM-Raw Material | RES 1/8W, 9K1 ,MFR ,1% | Raw Material | NA | RESISTOR |  | 85322500 | [11 empty] | 1 | 0 | 0 | 1 | [11 empty] | 0 | [5 empty] | N/A | RES-TH-095 | RES-XXTH-XXXX-095-01
IM01203 | RES 1/8W, 10K ,MFR ,1% | RES-XXTH-XXXX-096-01 |  | B Class | Nos | Nos | I-Inventory | RM-Raw Material | RES 1/8W, 10K ,MFR ,1% | Raw Material | NA | RESISTOR |  | 85322500 | [11 empty] | 1 | 0 | 0 | 1 | [11 empty] | 0 | [5 empty] | N/A | RES-TH-096 | RES-XXTH-XXXX-096-01
IM01204 | RES 1/8W, 11K ,MFR ,1% | RES-XXTH-XXXX-097-01 |  | B Class | Nos | Nos | I-Inventory | RM-Raw Material | RES 1/8W, 11K ,MFR ,1% | Raw Material | NA | RESISTOR |  | 85322500 | [11 empty] | 1 | 0 | 0 | 1 | [11 empty] | 0 | [5 empty] | N/A | RES-TH-097 | RES-XXTH-XXXX-097-01
IM01205 | RES 1/8W, 12K ,MFR ,1% | RES-XXTH-XXXX-098-01 |  | B Class | Nos | Nos | I-Inventory | RM-Raw Material | RES 1/8W, 12K ,MFR ,1% | Raw Material | NA | RESISTOR |  | 85322500 | [11 empty] | 1 | 0 | 0 | 1 | [11 empty] | 0 | [5 empty] | N/A | RES-TH-098 | RES-XXTH-XXXX-098-01
IM01206 | RES 1/8W, 13K ,MFR ,1% | RES-XXTH-XXXX-099-01 |  | B Class | Nos | Nos | I-Inventory | RM-Raw Material | RES 1/8W, 13K ,MFR ,1% | Raw Material | NA | RESISTOR |  | 85322500 | [11 empty] | 1 | 0 | 0 | 1 | [11 empty] | 0 | [5 empty] | N/A | RES-TH-099 | RES-XXTH-XXXX-099-01
IM01207 | RES 1/8W, 15K ,MFR ,1% | RES-XXTH-XXXX-100-01 |  | B Class | Nos | Nos | I-Inventory | RM-Raw Material | RES 1/8W, 15K ,MFR ,1% | Raw Material | NA | RESISTOR |  | 85322500 | [11 empty] | 1 | 0 | 0 | 1 | [11 empty] | 0 | [5 empty] | N/A | RES-TH-100 | RES-XXTH-XXXX-100-01
IM01208 | RES 1/8W, 16K ,MFR ,1% | RES-XXTH-XXXX-101-01 |  | B Class | Nos | Nos | I-Inventory | RM-Raw Material | RES 1/8W, 16K ,MFR ,1% | Raw Material | NA | RESISTOR |  | 85322500 | [11 empty] | 1 | 0 | 0 | 1 | [11 empty] | 0 | [5 empty] | N/A | RES-TH-101 | RES-XXTH-XXXX-101-01
IM01209 | RES 1/8W, 18K ,MFR ,1% | RES-XXTH-XXXX-102-01 |  | B Class | Nos | Nos | I-Inventory | RM-Raw Material | RES 1/8W, 18K ,MFR ,1% | Raw Material | NA | RESISTOR |  | 85322500 | [11 empty] | 1 | 0 | 0 | 1 | [11 empty] | 0 | [5 empty] | N/A | RES-TH-102 | RES-XXTH-XXXX-102-01
IM01210 | RES 1/8W, 20K ,MFR ,1% | RES-XXTH-XXXX-103-01 |  | B Class | Nos | Nos | I-Inventory | RM-Raw Material | RES 1/8W, 20K ,MFR ,1% | Raw Material | NA | RESISTOR |  | 85322500 | [11 empty] | 1 | 0 | 0 | 1 | [11 empty] | 0 | [5 empty] | N/A | RES-TH-103 | RES-XXTH-XXXX-103-01
IM01211 | RES 1/8W, 22K ,MFR ,1% | RES-XXTH-XXXX-104-01 |  | B Class | Nos | Nos | I-Inventory | RM-Raw Material | RES 1/8W, 22K ,MFR ,1% | Raw Material | NA | RESISTOR |  | 85322500 | [11 empty] | 1 | 0 | 0 | 1 | [11 empty] | 0 | [5 empty] | N/A | RES-TH-104 | RES-XXTH-XXXX-104-01
IM01212 | RES 1/8W, 24K ,MFR ,1% | RES-XXTH-XXXX-105-01 |  | B Class | Nos | Nos | I-Inventory | RM-Raw Material | RES 1/8W, 24K ,MFR ,1% | Raw Material | NA | RESISTOR |  | 85322500 | [11 empty] | 1 | 0 | 0 | 1 | [11 empty] | 0 | [5 empty] | N/A | RES-TH-105 | RES-XXTH-XXXX-105-01
IM01213 | RES 1/8W, 27K ,MFR ,1% | RES-XXTH-XXXX-106-01 |  | B Class | Nos | Nos | I-Inventory | RM-Raw Material | RES 1/8W, 27K ,MFR ,1% | Raw Material | NA | RESISTOR |  | 85322500 | [11 empty] | 1 | 0 | 0 | 1 | [11 empty] | 0 | [5 empty] | N/A | RES-TH-106 | RES-XXTH-XXXX-106-01
IM01214 | RES 1/8W, 30K ,MFR ,1% | RES-XXTH-XXXX-107-01 |  | B Class | Nos | Nos | I-Inventory | RM-Raw Material | RES 1/8W, 30K ,MFR ,1% | Raw Material | NA | RESISTOR |  | 85322500 | [11 empty] | 1 | 0 | 0 | 1 | [11 empty] | 0 | [5 empty] | N/A | RES-TH-107 | RES-XXTH-XXXX-107-01
IM01215 | RES 1/8W, 33K ,MFR ,1% | RES-XXTH-XXXX-108-01 |  | B Class | Nos | Nos | I-Inventory | RM-Raw Material | RES 1/8W, 33K ,MFR ,1% | Raw Material | NA | RESISTOR |  | 85322500 | [11 empty] | 1 | 0 | 0 | 1 | [11 empty] | 0 | [5 empty] | N/A | RES-TH-108 | RES-XXTH-XXXX-108-01
IM01216 | RES 1/8W, 36K ,MFR ,1% | RES-XXTH-XXXX-109-01 |  | B Class | Nos | Nos | I-Inventory | RM-Raw Material | RES 1/8W, 36K ,MFR ,1% | Raw Material | NA | RESISTOR |  | 85322500 | [11 empty] | 1 | 0 | 0 | 1 | [11 empty] | 0 | [5 empty] | N/A | RES-TH-109 | RES-XXTH-XXXX-109-01
IM01217 | RES 1/8W, 39K ,MFR ,1% | RES-XXTH-XXXX-110-01 |  | B Class | Nos | Nos | I-Inventory | RM-Raw Material | RES 1/8W, 39K ,MFR ,1% | Raw Material | NA | RESISTOR |  | 85322500 | [11 empty] | 1 | 0 | 0 | 1 | [11 empty] | 0 | [5 empty] | N/A | RES-TH-110 | RES-XXTH-XXXX-110-01
IM01218 | RES 1/8W, 43K ,MFR ,1% | RES-XXTH-XXXX-111-01 |  | B Class | Nos | Nos | I-Inventory | RM-Raw Material | RES 1/8W, 43K ,MFR ,1% | Raw Material | NA | RESISTOR |  | 85322500 | [11 empty] | 1 | 0 | 0 | 1 | [11 empty] | 0 | [5 empty] | N/A | RES-TH-111 | RES-XXTH-XXXX-111-01
IM01219 | RES 1/8W, 47K ,MFR ,1% | RES-XXTH-XXXX-112-01 |  | B Class | Nos | Nos | I-Inventory | RM-Raw Material | RES 1/8W, 47K ,MFR ,1% | Raw Material | NA | RESISTOR |  | 85322500 | [11 empty] | 1 | 0 | 0 | 1 | [11 empty] | 0 | [5 empty] | N/A | RES-TH-112 | RES-XXTH-XXXX-112-01
IM01220 | RES 1/8W, 51K ,MFR ,1% | RES-XXTH-XXXX-113-01 |  | B Class | Nos | Nos | I-Inventory | RM-Raw Material | RES 1/8W, 51K ,MFR ,1% | Raw Material | NA | RESISTOR |  | 85322500 | [11 empty] | 1 | 0 | 0 | 1 | [11 empty] | 0 | [5 empty] | N/A | RES-TH-113 | RES-XXTH-XXXX-113-01
IM01221 | RES 1/8W, 56K ,MFR ,1% | RES-XXTH-XXXX-114-01 |  | B Class | Nos | Nos | I-Inventory | RM-Raw Material | RES 1/8W, 56K ,MFR ,1% | Raw Material | NA | RESISTOR |  | 85322500 | [11 empty] | 1 | 0 | 0 | 1 | [11 empty] | 0 | [5 empty] | N/A | RES-TH-114 | RES-XXTH-XXXX-114-01
IM01222 | RES 1/8W, 62K ,MFR ,1% | RES-XXTH-XXXX-115-01 |  | B Class | Nos | Nos | I-Inventory | RM-Raw Material | RES 1/8W, 62K ,MFR ,1% | Raw Material | NA | RESISTOR |  | 85322500 | [11 empty] | 1 | 0 | 0 | 1 | [11 empty] | 0 | [5 empty] | N/A | RES-TH-115 | RES-XXTH-XXXX-115-01
IM01223 | RES 1/8W, 68K ,MFR ,1% | RES-XXTH-XXXX-116-01 |  | B Class | Nos | Nos | I-Inventory | RM-Raw Material | RES 1/8W, 68K ,MFR ,1% | Raw Material | NA | RESISTOR |  | 85322500 | [11 empty] | 1 | 0 | 0 | 1 | [11 empty] | 0 | [5 empty] | N/A | RES-TH-116 | RES-XXTH-XXXX-116-01
IM01224 | RES 1/8W, 75K ,MFR ,1% | RES-XXTH-XXXX-117-01 |  | B Class | Nos | Nos | I-Inventory | RM-Raw Material | RES 1/8W, 75K ,MFR ,1% | Raw Material | NA | RESISTOR |  | 85322500 | [11 empty] | 1 | 0 | 0 | 1 | [11 empty] | 0 | [5 empty] | N/A | RES-TH-117 | RES-XXTH-XXXX-117-01
IM01225 | RES 1/8W, 82K ,MFR ,1% | RES-XXTH-XXXX-118-01 |  | B Class | Nos | Nos | I-Inventory | RM-Raw Material | RES 1/8W, 82K ,MFR ,1% | Raw Material | NA | RESISTOR |  | 85322500 | [11 empty] | 1 | 0 | 0 | 1 | [11 empty] | 0 | [5 empty] | N/A | RES-TH-118 | RES-XXTH-XXXX-118-01
IM01226 | RES 1/8W, 91K ,MFR ,1% | RES-XXTH-XXXX-119-01 |  | B Class | Nos | Nos | I-Inventory | RM-Raw Material | RES 1/8W, 91K ,MFR ,1% | Raw Material | NA | RESISTOR |  | 85322500 | [11 empty] | 1 | 0 | 0 | 1 | [11 empty] | 0 | [5 empty] | N/A | RES-TH-119 | RES-XXTH-XXXX-119-01
IM01227 | RES 1/8W, 100K ,MFR ,1% | RES-XXTH-XXXX-120-01 |  | B Class | Nos | Nos | I-Inventory | RM-Raw Material | RES 1/8W, 100K ,MFR ,1% | Raw Material | NA | RESISTOR |  | 85322500 | [11 empty] | 1 | 0 | 0 | 1 | [11 empty] | 0 | [5 empty] | N/A | RES-TH-120 | RES-XXTH-XXXX-120-01
IM01228 | RES 1/8W, 110K ,MFR ,1% | RES-XXTH-XXXX-121-01 |  | B Class | Nos | Nos | I-Inventory | RM-Raw Material | RES 1/8W, 110K ,MFR ,1% | Raw Material | NA | RESISTOR |  | 85322500 | [11 empty] | 1 | 0 | 0 | 1 | [11 empty] | 0 | [5 empty] | N/A | RES-TH-121 | RES-XXTH-XXXX-121-01
IM01229 | RES 1/8W, 120K ,MFR ,1% | RES-XXTH-XXXX-122-01 |  | B Class | Nos | Nos | I-Inventory | RM-Raw Material | RES 1/8W, 120K ,MFR ,1% | Raw Material | NA | RESISTOR |  | 85322500 | [11 empty] | 1 | 0 | 0 | 1 | [11 empty] | 0 | [5 empty] | N/A | RES-TH-122 | RES-XXTH-XXXX-122-01
IM01230 | RES 1/8W, 130K ,MFR ,1% | RES-XXTH-XXXX-123-01 |  | B Class | Nos | Nos | I-Inventory | RM-Raw Material | RES 1/8W, 130K ,MFR ,1% | Raw Material | NA | RESISTOR |  | 85322500 | [11 empty] | 1 | 0 | 0 | 1 | [11 empty] | 0 | [5 empty] | N/A | RES-TH-123 | RES-XXTH-XXXX-123-01
IM01231 | RES 1/8W, 150K ,MFR ,1% | RES-XXTH-XXXX-124-01 |  | B Class | Nos | Nos | I-Inventory | RM-Raw Material | RES 1/8W, 150K ,MFR ,1% | Raw Material | NA | RESISTOR |  | 85322500 | [11 empty] | 1 | 0 | 0 | 1 | [11 empty] | 0 | [5 empty] | N/A | RES-TH-124 | RES-XXTH-XXXX-124-01
IM01232 | RES 1/8W, 160K ,MFR ,1% | RES-XXTH-XXXX-125-01 |  | B Class | Nos | Nos | I-Inventory | RM-Raw Material | RES 1/8W, 160K ,MFR ,1% | Raw Material | NA | RESISTOR |  | 85322500 | [11 empty] | 1 | 0 | 0 | 1 | [11 empty] | 0 | [5 empty] | N/A | RES-TH-125 | RES-XXTH-XXXX-125-01
IM01233 | RES 1/8W, 180K ,MFR ,1% | RES-XXTH-XXXX-126-01 |  | B Class | Nos | Nos | I-Inventory | RM-Raw Material | RES 1/8W, 180K ,MFR ,1% | Raw Material | NA | RESISTOR |  | 85322500 | [11 empty] | 1 | 0 | 0 | 1 | [11 empty] | 0 | [5 empty] | N/A | RES-TH-126 | RES-XXTH-XXXX-126-01
IM01234 | RES 1/8W, 200K ,MFR ,1% | RES-XXTH-XXXX-127-01 |  | B Class | Nos | Nos | I-Inventory | RM-Raw Material | RES 1/8W, 200K ,MFR ,1% | Raw Material | NA | RESISTOR |  | 85322500 | [11 empty] | 1 | 0 | 0 | 1 | [11 empty] | 0 | [5 empty] | N/A | RES-TH-127 | RES-XXTH-XXXX-127-01
IM01235 | RES 1/8W, 220K ,MFR ,1% | RES-XXTH-XXXX-128-01 |  | B Class | Nos | Nos | I-Inventory | RM-Raw Material | RES 1/8W, 220K ,MFR ,1% | Raw Material | NA | RESISTOR |  | 85322500 | [11 empty] | 1 | 0 | 0 | 1 | [11 empty] | 0 | [5 empty] | N/A | RES-TH-128 | RES-XXTH-XXXX-128-01
IM01236 | RES 1/8W, 240K ,MFR ,1% | RES-XXTH-XXXX-129-01 |  | B Class | Nos | Nos | I-Inventory | RM-Raw Material | RES 1/8W, 240K ,MFR ,1% | Raw Material | NA | RESISTOR |  | 85322500 | [11 empty] | 1 | 0 | 0 | 1 | [11 empty] | 0 | [5 empty] | N/A | RES-TH-129 | RES-XXTH-XXXX-129-01
IM01237 | RES 1/8W, 270K ,MFR ,1% | RES-XXTH-XXXX-130-01 |  | B Class | Nos | Nos | I-Inventory | RM-Raw Material | RES 1/8W, 270K ,MFR ,1% | Raw Material | NA | RESISTOR |  | 85322500 | [11 empty] | 1 | 0 | 0 | 1 | [11 empty] | 0 | [5 empty] | N/A | RES-TH-130 | RES-XXTH-XXXX-130-01
IM01238 | RES 1/8W, 300K ,MFR ,1% | RES-XXTH-XXXX-131-01 |  | B Class | Nos | Nos | I-Inventory | RM-Raw Material | RES 1/8W, 300K ,MFR ,1% | Raw Material | NA | RESISTOR |  | 85322500 | [11 empty] | 1 | 0 | 0 | 1 | [11 empty] | 0 | [5 empty] | N/A | RES-TH-131 | RES-XXTH-XXXX-131-01
IM01239 | RES 1/8W, 330K ,MFR ,1% | RES-XXTH-XXXX-132-01 |  | B Class | Nos | Nos | I-Inventory | RM-Raw Material | RES 1/8W, 330K ,MFR ,1% | Raw Material | NA | RESISTOR |  | 85322500 | [11 empty] | 1 | 0 | 0 | 1 | [11 empty] | 0 | [5 empty] | N/A | RES-TH-132 | RES-XXTH-XXXX-132-01
IM01240 | RES 1/8W, 360K ,MFR ,1% | RES-XXTH-XXXX-133-01 |  | B Class | Nos | Nos | I-Inventory | RM-Raw Material | RES 1/8W, 360K ,MFR ,1% | Raw Material | NA | RESISTOR |  | 85322500 | [11 empty] | 1 | 0 | 0 | 1 | [11 empty] | 0 | [5 empty] | N/A | RES-TH-133 | RES-XXTH-XXXX-133-01
IM01241 | RES 1/8W, 390K ,MFR ,1% | RES-XXTH-XXXX-134-01 |  | B Class | Nos | Nos | I-Inventory | RM-Raw Material | RES 1/8W, 390K ,MFR ,1% | Raw Material | NA | RESISTOR |  | 85322500 | [11 empty] | 1 | 0 | 0 | 1 | [11 empty] | 0 | [5 empty] | N/A | RES-TH-134 | RES-XXTH-XXXX-134-01
IM01242 | RES 1/8W, 430K ,MFR ,1% | RES-XXTH-XXXX-135-01 |  | B Class | Nos | Nos | I-Inventory | RM-Raw Material | RES 1/8W, 430K ,MFR ,1% | Raw Material | NA | RESISTOR |  | 85322500 | [11 empty] | 1 | 0 | 0 | 1 | [11 empty] | 0 | [5 empty] | N/A | RES-TH-135 | RES-XXTH-XXXX-135-01
IM01243 | RES 1/8W, 470K ,MFR ,1% | RES-XXTH-XXXX-136-01 |  | B Class | Nos | Nos | I-Inventory | RM-Raw Material | RES 1/8W, 470K ,MFR ,1% | Raw Material | NA | RESISTOR |  | 85322500 | [11 empty] | 1 | 0 | 0 | 1 | [11 empty] | 0 | [5 empty] | N/A | RES-TH-136 | RES-XXTH-XXXX-136-01
IM01244 | RES 1/8W, 510K ,MFR ,1% | RES-XXTH-XXXX-137-01 |  | B Class | Nos | Nos | I-Inventory | RM-Raw Material | RES 1/8W, 510K ,MFR ,1% | Raw Material | NA | RESISTOR |  | 85322500 | [11 empty] | 1 | 0 | 0 | 1 | [11 empty] | 0 | [5 empty] | N/A | RES-TH-137 | RES-XXTH-XXXX-137-01
IM01245 | RES 1/8W, 560K ,MFR ,1% | RES-XXTH-XXXX-138-01 |  | B Class | Nos | Nos | I-Inventory | RM-Raw Material | RES 1/8W, 560K ,MFR ,1% | Raw Material | NA | RESISTOR |  | 85322500 | [11 empty] | 1 | 0 | 0 | 1 | [11 empty] | 0 | [5 empty] | N/A | RES-TH-138 | RES-XXTH-XXXX-138-01
IM01246 | RES 1/8W, 620K ,MFR ,1% | RES-XXTH-XXXX-139-01 |  | B Class | Nos | Nos | I-Inventory | RM-Raw Material | RES 1/8W, 620K ,MFR ,1% | Raw Material | NA | RESISTOR |  | 85322500 | [11 empty] | 1 | 0 | 0 | 1 | [11 empty] | 0 | [5 empty] | N/A | RES-TH-139 | RES-XXTH-XXXX-139-01
IM01247 | RES 1/8W, 680K ,MFR ,1% | RES-XXTH-XXXX-140-01 |  | B Class | Nos | Nos | I-Inventory | RM-Raw Material | RES 1/8W, 680K ,MFR ,1% | Raw Material | NA | RESISTOR |  | 85322500 | [11 empty] | 1 | 0 | 0 | 1 | [11 empty] | 0 | [5 empty] | N/A | RES-TH-140 | RES-XXTH-XXXX-140-01
IM01248 | RES 1/8W, 750K ,MFR ,1% | RES-XXTH-XXXX-141-01 |  | B Class | Nos | Nos | I-Inventory | RM-Raw Material | RES 1/8W, 750K ,MFR ,1% | Raw Material | NA | RESISTOR |  | 85322500 | [11 empty] | 1 | 0 | 0 | 1 | [11 empty] | 0 | [5 empty] | N/A | RES-TH-141 | RES-XXTH-XXXX-141-01
IM01249 | RES 1/8W, 820K ,MFR ,1% | RES-XXTH-XXXX-142-01 |  | B Class | Nos | Nos | I-Inventory | RM-Raw Material | RES 1/8W, 820K ,MFR ,1% | Raw Material | NA | RESISTOR |  | 85322500 | [11 empty] | 1 | 0 | 0 | 1 | [11 empty] | 0 | [5 empty] | N/A | RES-TH-142 | RES-XXTH-XXXX-142-01
IM01250 | RES 1/8W, 910K ,MFR ,1% | RES-XXTH-XXXX-143-01 |  | B Class | Nos | Nos | I-Inventory | RM-Raw Material | RES 1/8W, 910K ,MFR ,1% | Raw Material | NA | RESISTOR |  | 85322500 | [11 empty] | 1 | 0 | 0 | 1 | [11 empty] | 0 | [5 empty] | N/A | RES-TH-143 | RES-XXTH-XXXX-143-01
IM01251 | RES 1/4W, 1E1 ,MFR ,1% | RES-XXTH-XXXX-144-01 |  | B Class | Nos | Nos | I-Inventory | RM-Raw Material | RES 1/4W, 1E1 ,MFR ,1% | Raw Material | NA | RESISTOR |  | 85322500 | [11 empty] | 1 | 0 | 0 | 1 | [11 empty] | 0 | [5 empty] | N/A | RES-TH-144 | RES-XXTH-XXXX-144-01
IM01252 | RES 1/4W, 1E2 ,MFR ,1% | RES-XXTH-XXXX-145-01 |  | B Class | Nos | Nos | I-Inventory | RM-Raw Material | RES 1/4W, 1E2 ,MFR ,1% | Raw Material | NA | RESISTOR |  | 85322500 | [11 empty] | 1 | 0 | 0 | 1 | [11 empty] | 0 | [5 empty] | N/A | RES-TH-145 | RES-XXTH-XXXX-145-01
IM01253 | RES 1/4W, 1E3 ,MFR ,1% | RES-XXTH-XXXX-146-01 |  | B Class | Nos | Nos | I-Inventory | RM-Raw Material | RES 1/4W, 1E3 ,MFR ,1% | Raw Material | NA | RESISTOR |  | 85322500 | [11 empty] | 1 | 0 | 0 | 1 | [11 empty] | 0 | [5 empty] | N/A | RES-TH-146 | RES-XXTH-XXXX-146-01
IM01254 | RES 1/4W, 1E5 ,MFR ,1% | RES-XXTH-XXXX-147-01 |  | B Class | Nos | Nos | I-Inventory | RM-Raw Material | RES 1/4W, 1E5 ,MFR ,1% | Raw Material | NA | RESISTOR |  | 85322500 | [11 empty] | 1 | 0 | 0 | 1 | [11 empty] | 0 | [5 empty] | N/A | RES-TH-147 | RES-XXTH-XXXX-147-01
IM01255 | RES 1/4W, 1E6 ,MFR ,1% | RES-XXTH-XXXX-148-01 |  | B Class | Nos | Nos | I-Inventory | RM-Raw Material | RES 1/4W, 1E6 ,MFR ,1% | Raw Material | NA | RESISTOR |  | 85322500 | [11 empty] | 1 | 0 | 0 | 1 | [11 empty] | 0 | [5 empty] | N/A | RES-TH-148 | RES-XXTH-XXXX-148-01
IM01256 | RES 1/4W, 1E8 ,MFR ,1% | RES-XXTH-XXXX-149-01 |  | B Class | Nos | Nos | I-Inventory | RM-Raw Material | RES 1/4W, 1E8 ,MFR ,1% | Raw Material | NA | RESISTOR |  | 85322500 | [11 empty] | 1 | 0 | 0 | 1 | [11 empty] | 0 | [5 empty] | N/A | RES-TH-149 | RES-XXTH-XXXX-149-01
IM01257 | RES 1/4W, 2E ,MFR ,1% | RES-XXTH-XXXX-150-01 |  | B Class | Nos | Nos | I-Inventory | RM-Raw Material | RES 1/4W, 2E ,MFR ,1% | Raw Material | NA | RESISTOR |  | 85322500 | [11 empty] | 1 | 0 | 0 | 1 | [11 empty] | 0 | [5 empty] | N/A | RES-TH-150 | RES-XXTH-XXXX-150-01
IM01258 | RES 1/4W, 2E2 ,MFR ,1% | RES-XXTH-XXXX-151-01 |  | B Class | Nos | Nos | I-Inventory | RM-Raw Material | RES 1/4W, 2E2 ,MFR ,1% | Raw Material | NA | RESISTOR |  | 85322500 | [11 empty] | 1 | 0 | 0 | 1 | [11 empty] | 0 | [5 empty] | N/A | RES-TH-151 | RES-XXTH-XXXX-151-01
IM01259 | RES 1/4W, 2E4 ,MFR ,1% | RES-XXTH-XXXX-152-01 |  | B Class | Nos | Nos | I-Inventory | RM-Raw Material | RES 1/4W, 2E4 ,MFR ,1% | Raw Material | NA | RESISTOR |  | 85322500 | [11 empty] | 1 | 0 | 0 | 1 | [11 empty] | 0 | [5 empty] | N/A | RES-TH-152 | RES-XXTH-XXXX-152-01
IM01260 | RES 1/4W, 2E7 ,MFR ,1% | RES-XXTH-XXXX-153-01 |  | B Class | Nos | Nos | I-Inventory | RM-Raw Material | RES 1/4W, 2E7 ,MFR ,1% | Raw Material | NA | RESISTOR |  | 85322500 | [11 empty] | 1 | 0 | 0 | 1 | [11 empty] | 0 | [5 empty] | N/A | RES-TH-153 | RES-XXTH-XXXX-153-01
IM01261 | RES 1/4W, 3E ,MFR ,1% | RES-XXTH-XXXX-154-01 |  | B Class | Nos | Nos | I-Inventory | RM-Raw Material | RES 1/4W, 3E ,MFR ,1% | Raw Material | NA | RESISTOR |  | 85322500 | [11 empty] | 1 | 0 | 0 | 1 | [11 empty] | 0 | [5 empty] | N/A | RES-TH-154 | RES-XXTH-XXXX-154-01
IM01262 | RES 1/4W, 3E3 ,MFR ,1% | RES-XXTH-XXXX-155-01 |  | B Class | Nos | Nos | I-Inventory | RM-Raw Material | RES 1/4W, 3E3 ,MFR ,1% | Raw Material | NA | RESISTOR |  | 85322500 | [11 empty] | 1 | 0 | 0 | 1 | [11 empty] | 0 | [5 empty] | N/A | RES-TH-155 | RES-XXTH-XXXX-155-01
IM01263 | RES 1/4W, 3E6 ,MFR ,1% | RES-XXTH-XXXX-156-01 |  | B Class | Nos | Nos | I-Inventory | RM-Raw Material | RES 1/4W, 3E6 ,MFR ,1% | Raw Material | NA | RESISTOR |  | 85322500 | [11 empty] | 1 | 0 | 0 | 1 | [11 empty] | 0 | [5 empty] | N/A | RES-TH-156 | RES-XXTH-XXXX-156-01
IM01264 | RES 1/4W, 3E9 ,MFR ,1% | RES-XXTH-XXXX-157-01 |  | B Class | Nos | Nos | I-Inventory | RM-Raw Material | RES 1/4W, 3E9 ,MFR ,1% | Raw Material | NA | RESISTOR |  | 85322500 | [11 empty] | 1 | 0 | 0 | 1 | [11 empty] | 0 | [5 empty] | N/A | RES-TH-157 | RES-XXTH-XXXX-157-01
IM01265 | RES 1/4W, 4E3 ,MFR ,1% | RES-XXTH-XXXX-158-01 |  | B Class | Nos | Nos | I-Inventory | RM-Raw Material | RES 1/4W, 4E3 ,MFR ,1% | Raw Material | NA | RESISTOR |  | 85322500 | [11 empty] | 1 | 0 | 0 | 1 | [11 empty] | 0 | [5 empty] | N/A | RES-TH-158 | RES-XXTH-XXXX-158-01
IM01266 | RES 1/4W, 4E7 ,MFR ,1% | RES-XXTH-XXXX-159-01 |  | B Class | Nos | Nos | I-Inventory | RM-Raw Material | RES 1/4W, 4E7 ,MFR ,1% | Raw Material | NA | RESISTOR |  | 85322500 | [11 empty] | 1 | 0 | 0 | 1 | [11 empty] | 0 | [5 empty] | N/A | RES-TH-159 | RES-XXTH-XXXX-159-01
IM01267 | RES 1/4W, 5E1 ,MFR ,1% | RES-XXTH-XXXX-160-01 |  | B Class | Nos | Nos | I-Inventory | RM-Raw Material | RES 1/4W, 5E1 ,MFR ,1% | Raw Material | NA | RESISTOR |  | 85322500 | [11 empty] | 1 | 0 | 0 | 1 | [11 empty] | 0 | [5 empty] | N/A | RES-TH-160 | RES-XXTH-XXXX-160-01
IM01268 | RES 1/4W, 5E6 ,MFR ,1% | RES-XXTH-XXXX-161-01 |  | B Class | Nos | Nos | I-Inventory | RM-Raw Material | RES 1/4W, 5E6 ,MFR ,1% | Raw Material | NA | RESISTOR |  | 85322500 | [11 empty] | 1 | 0 | 0 | 1 | [11 empty] | 0 | [5 empty] | N/A | RES-TH-161 | RES-XXTH-XXXX-161-01
IM01269 | RES 1/4W, 6E2 ,MFR ,1% | RES-XXTH-XXXX-162-01 |  | B Class | Nos | Nos | I-Inventory | RM-Raw Material | RES 1/4W, 6E2 ,MFR ,1% | Raw Material | NA | RESISTOR |  | 85322500 | [11 empty] | 1 | 0 | 0 | 1 | [11 empty] | 0 | [5 empty] | N/A | RES-TH-162 | RES-XXTH-XXXX-162-01
IM01270 | RES 1/4W, 6E8 ,MFR ,1% | RES-XXTH-XXXX-163-01 |  | B Class | Nos | Nos | I-Inventory | RM-Raw Material | RES 1/4W, 6E8 ,MFR ,1% | Raw Material | NA | RESISTOR |  | 85322500 | [11 empty] | 1 | 0 | 0 | 1 | [11 empty] | 0 | [5 empty] | N/A | RES-TH-163 | RES-XXTH-XXXX-163-01
IM01271 | RES 1/4W, 7E5 ,MFR ,1% | RES-XXTH-XXXX-164-01 |  | B Class | Nos | Nos | I-Inventory | RM-Raw Material | RES 1/4W, 7E5 ,MFR ,1% | Raw Material | NA | RESISTOR |  | 85322500 | [11 empty] | 1 | 0 | 0 | 1 | [11 empty] | 0 | [5 empty] | N/A | RES-TH-164 | RES-XXTH-XXXX-164-01
IM01272 | RES 1/4W, 8E2 ,MFR ,1% | RES-XXTH-XXXX-165-01 |  | B Class | Nos | Nos | I-Inventory | RM-Raw Material | RES 1/4W, 8E2 ,MFR ,1% | Raw Material | NA | RESISTOR |  | 85322500 | [11 empty] | 1 | 0 | 0 | 1 | [11 empty] | 0 | [5 empty] | N/A | RES-TH-165 | RES-XXTH-XXXX-165-01
IM01273 | RES 1/4W, 9E1 ,MFR ,1% | RES-XXTH-XXXX-166-01 |  | B Class | Nos | Nos | I-Inventory | RM-Raw Material | RES 1/4W, 9E1 ,MFR ,1% | Raw Material | NA | RESISTOR |  | 85322500 | [11 empty] | 1 | 0 | 0 | 1 | [11 empty] | 0 | [5 empty] | N/A | RES-TH-166 | RES-XXTH-XXXX-166-01
IM01274 | RES 1/4W, 10E ,MFR ,1% | RES-XXTH-XXXX-167-01 |  | B Class | Nos | Nos | I-Inventory | RM-Raw Material | RES 1/4W, 10E ,MFR ,1% | Raw Material | NA | RESISTOR |  | 85322500 | [11 empty] | 1 | 0 | 0 | 1 | [11 empty] | 0 | [5 empty] | N/A | RES-TH-167 | RES-XXTH-XXXX-167-01
IM01275 | RES 1/4W, 11E ,MFR ,1% | RES-XXTH-XXXX-168-01 |  | B Class | Nos | Nos | I-Inventory | RM-Raw Material | RES 1/4W, 11E ,MFR ,1% | Raw Material | NA | RESISTOR |  | 85322500 | [11 empty] | 1 | 0 | 0 | 1 | [11 empty] | 0 | [5 empty] | N/A | RES-TH-168 | RES-XXTH-XXXX-168-01
IM01276 | RES 1/4W, 12E ,MFR ,1% | RES-XXTH-XXXX-169-01 |  | B Class | Nos | Nos | I-Inventory | RM-Raw Material | RES 1/4W, 12E ,MFR ,1% | Raw Material | NA | RESISTOR |  | 85322500 | [11 empty] | 1 | 0 | 0 | 1 | [11 empty] | 0 | [5 empty] | N/A | RES-TH-169 | RES-XXTH-XXXX-169-01
IM01277 | RES 1/4W, 13E ,MFR ,1% | RES-XXTH-XXXX-170-01 |  | B Class | Nos | Nos | I-Inventory | RM-Raw Material | RES 1/4W, 13E ,MFR ,1% | Raw Material | NA | RESISTOR |  | 85322500 | [11 empty] | 1 | 0 | 0 | 1 | [11 empty] | 0 | [5 empty] | N/A | RES-TH-170 | RES-XXTH-XXXX-170-01
IM01278 | RES 1/4W, 15E ,MFR ,1% | RES-XXTH-XXXX-171-01 |  | B Class | Nos | Nos | I-Inventory | RM-Raw Material | RES 1/4W, 15E ,MFR ,1% | Raw Material | NA | RESISTOR |  | 85322500 | [11 empty] | 1 | 0 | 0 | 1 | [11 empty] | 0 | [5 empty] | N/A | RES-TH-171 | RES-XXTH-XXXX-171-01
IM01279 | RES 1/4W, 16E ,MFR ,1% | RES-XXTH-XXXX-172-01 |  | B Class | Nos | Nos | I-Inventory | RM-Raw Material | RES 1/4W, 16E ,MFR ,1% | Raw Material | NA | RESISTOR |  | 85322500 | [11 empty] | 1 | 0 | 0 | 1 | [11 empty] | 0 | [5 empty] | N/A | RES-TH-172 | RES-XXTH-XXXX-172-01
IM01280 | RES 1/4W, 18E ,MFR ,1% | RES-XXTH-XXXX-173-01 |  | B Class | Nos | Nos | I-Inventory | RM-Raw Material | RES 1/4W, 18E ,MFR ,1% | Raw Material | NA | RESISTOR |  | 85322500 | [11 empty] | 1 | 0 | 0 | 1 | [11 empty] | 0 | [5 empty] | N/A | RES-TH-173 | RES-XXTH-XXXX-173-01
IM01281 | RES 1/4W, 20E ,MFR ,1% | RES-XXTH-XXXX-174-01 |  | B Class | Nos | Nos | I-Inventory | RM-Raw Material | RES 1/4W, 20E ,MFR ,1% | Raw Material | NA | RESISTOR |  | 85322500 | [11 empty] | 1 | 0 | 0 | 1 | [11 empty] | 0 | [5 empty] | N/A | RES-TH-174 | RES-XXTH-XXXX-174-01
IM01282 | RES 1/4W, 22E ,MFR ,1% | RES-XXTH-XXXX-175-01 |  | B Class | Nos | Nos | I-Inventory | RM-Raw Material | RES 1/4W, 22E ,MFR ,1% | Raw Material | NA | RESISTOR |  | 85322500 | [11 empty] | 1 | 0 | 0 | 1 | [11 empty] | 0 | [5 empty] | N/A | RES-TH-175 | RES-XXTH-XXXX-175-01
IM01283 | RES 1/4W, 24E ,MFR ,1% | RES-XXTH-XXXX-176-01 |  | B Class | Nos | Nos | I-Inventory | RM-Raw Material | RES 1/4W, 24E ,MFR ,1% | Raw Material | NA | RESISTOR |  | 85322500 | [11 empty] | 1 | 0 | 0 | 1 | [11 empty] | 0 | [5 empty] | N/A | RES-TH-176 | RES-XXTH-XXXX-176-01
IM01284 | RES 1/4W, 27E ,MFR ,1% | RES-XXTH-XXXX-177-01 |  | B Class | Nos | Nos | I-Inventory | RM-Raw Material | RES 1/4W, 27E ,MFR ,1% | Raw Material | NA | RESISTOR |  | 85322500 | [11 empty] | 1 | 0 | 0 | 1 | [11 empty] | 0 | [5 empty] | N/A | RES-TH-177 | RES-XXTH-XXXX-177-01
IM01285 | RES 1/4W, 30E ,MFR ,1% | RES-XXTH-XXXX-178-01 |  | B Class | Nos | Nos | I-Inventory | RM-Raw Material | RES 1/4W, 30E ,MFR ,1% | Raw Material | NA | RESISTOR |  | 85322500 | [11 empty] | 1 | 0 | 0 | 1 | [11 empty] | 0 | [5 empty] | N/A | RES-TH-178 | RES-XXTH-XXXX-178-01
IM01286 | RES 1/4W, 33E ,MFR ,1% | RES-XXTH-XXXX-179-01 |  | B Class | Nos | Nos | I-Inventory | RM-Raw Material | RES 1/4W, 33E ,MFR ,1% | Raw Material | NA | RESISTOR |  | 85322500 | [11 empty] | 1 | 0 | 0 | 1 | [11 empty] | 0 | [5 empty] | N/A | RES-TH-179 | RES-XXTH-XXXX-179-01
IM01287 | RES 1/4W, 36E ,MFR ,1% | RES-XXTH-XXXX-180-01 |  | B Class | Nos | Nos | I-Inventory | RM-Raw Material | RES 1/4W, 36E ,MFR ,1% | Raw Material | NA | RESISTOR |  | 85322500 | [11 empty] | 1 | 0 | 0 | 1 | [11 empty] | 0 | [5 empty] | N/A | RES-TH-180 | RES-XXTH-XXXX-180-01
IM01288 | RES 1/4W, 39E ,MFR ,1% | RES-XXTH-XXXX-181-01 |  | B Class | Nos | Nos | I-Inventory | RM-Raw Material | RES 1/4W, 39E ,MFR ,1% | Raw Material | NA | RESISTOR |  | 85322500 | [11 empty] | 1 | 0 | 0 | 1 | [11 empty] | 0 | [5 empty] | N/A | RES-TH-181 | RES-XXTH-XXXX-181-01
IM01289 | RES 1/4W, 43E ,MFR ,1% | RES-XXTH-XXXX-182-01 |  | B Class | Nos | Nos | I-Inventory | RM-Raw Material | RES 1/4W, 43E ,MFR ,1% | Raw Material | NA | RESISTOR |  | 85322500 | [11 empty] | 1 | 0 | 0 | 1 | [11 empty] | 0 | [5 empty] | N/A | RES-TH-182 | RES-XXTH-XXXX-182-01
IM01290 | RES 1/4W, 47E ,MFR ,1% | RES-XXTH-XXXX-183-01 |  | B Class | Nos | Nos | I-Inventory | RM-Raw Material | RES 1/4W, 47E ,MFR ,1% | Raw Material | NA | RESISTOR |  | 85322500 | [11 empty] | 1 | 0 | 0 | 1 | [11 empty] | 0 | [5 empty] | N/A | RES-TH-183 | RES-XXTH-XXXX-183-01
IM01291 | RES 1/4W, 51E ,MFR ,1% | RES-XXTH-XXXX-184-01 |  | B Class | Nos | Nos | I-Inventory | RM-Raw Material | RES 1/4W, 51E ,MFR ,1% | Raw Material | NA | RESISTOR |  | 85322500 | [11 empty] | 1 | 0 | 0 | 1 | [11 empty] | 0 | [5 empty] | N/A | RES-TH-184 | RES-XXTH-XXXX-184-01
IM01292 | RES 1/4W, 56E ,MFR ,1% | RES-XXTH-XXXX-185-01 |  | B Class | Nos | Nos | I-Inventory | RM-Raw Material | RES 1/4W, 56E ,MFR ,1% | Raw Material | NA | RESISTOR |  | 85322500 | [11 empty] | 1 | 0 | 0 | 1 | [11 empty] | 0 | [5 empty] | N/A | RES-TH-185 | RES-XXTH-XXXX-185-01
IM01293 | RES 1/4W, 62E ,MFR ,1% | RES-XXTH-XXXX-186-01 |  | B Class | Nos | Nos | I-Inventory | RM-Raw Material | RES 1/4W, 62E ,MFR ,1% | Raw Material | NA | RESISTOR |  | 85322500 | [11 empty] | 1 | 0 | 0 | 1 | [11 empty] | 0 | [5 empty] | N/A | RES-TH-186 | RES-XXTH-XXXX-186-01
IM01294 | RES 1/4W, 68E ,MFR ,1% | RES-XXTH-XXXX-187-01 |  | B Class | Nos | Nos | I-Inventory | RM-Raw Material | RES 1/4W, 68E ,MFR ,1% | Raw Material | NA | RESISTOR |  | 85322500 | [11 empty] | 1 | 0 | 0 | 1 | [11 empty] | 0 | [5 empty] | N/A | RES-TH-187 | RES-XXTH-XXXX-187-01
IM01295 | RES 1/4W, 75E ,MFR ,1% | RES-XXTH-XXXX-188-01 |  | B Class | Nos | Nos | I-Inventory | RM-Raw Material | RES 1/4W, 75E ,MFR ,1% | Raw Material | NA | RESISTOR |  | 85322500 | [11 empty] | 1 | 0 | 0 | 1 | [11 empty] | 0 | [5 empty] | N/A | RES-TH-188 | RES-XXTH-XXXX-188-01
IM01296 | RES 1/4W, 82E ,MFR ,1% | RES-XXTH-XXXX-189-01 |  | B Class | Nos | Nos | I-Inventory | RM-Raw Material | RES 1/4W, 82E ,MFR ,1% | Raw Material | NA | RESISTOR |  | 85322500 | [11 empty] | 1 | 0 | 0 | 1 | [11 empty] | 0 | [5 empty] | N/A | RES-TH-189 | RES-XXTH-XXXX-189-01
IM01297 | RES 1/4W, 91E ,MFR ,1% | RES-XXTH-XXXX-190-01 |  | B Class | Nos | Nos | I-Inventory | RM-Raw Material | RES 1/4W, 91E ,MFR ,1% | Raw Material | NA | RESISTOR |  | 85322500 | [11 empty] | 1 | 0 | 0 | 1 | [11 empty] | 0 | [5 empty] | N/A | RES-TH-190 | RES-XXTH-XXXX-190-01
IM01298 | RES 1/4W, 100E ,MFR ,1% | RES-XXTH-XXXX-191-01 |  | B Class | Nos | Nos | I-Inventory | RM-Raw Material | RES 1/4W, 100E ,MFR ,1% | Raw Material | NA | RESISTOR |  | 85322500 | [11 empty] | 1 | 0 | 0 | 1 | [11 empty] | 0 | [5 empty] | N/A | RES-TH-191 | RES-XXTH-XXXX-191-01
IM01299 | RES 1/4W, 110E ,MFR ,1% | RES-XXTH-XXXX-192-01 |  | B Class | Nos | Nos | I-Inventory | RM-Raw Material | RES 1/4W, 110E ,MFR ,1% | Raw Material | NA | RESISTOR |  | 85322500 | [11 empty] | 1 | 0 | 0 | 1 | [11 empty] | 0 | [5 empty] | N/A | RES-TH-192 | RES-XXTH-XXXX-192-01
IM01300 | RES 1/4W, 120E ,MFR ,1% | RES-XXTH-XXXX-193-01 |  | B Class | Nos | Nos | I-Inventory | RM-Raw Material | RES 1/4W, 120E ,MFR ,1% | Raw Material | NA | RESISTOR |  | 85322500 | [11 empty] | 1 | 0 | 0 | 1 | [11 empty] | 0 | [5 empty] | N/A | RES-TH-193 | RES-XXTH-XXXX-193-01
IM01301 | RES 1/4W, 130E ,MFR ,1% | RES-XXTH-XXXX-194-01 |  | B Class | Nos | Nos | I-Inventory | RM-Raw Material | RES 1/4W, 130E ,MFR ,1% | Raw Material | NA | RESISTOR |  | 85322500 | [11 empty] | 1 | 0 | 0 | 1 | [11 empty] | 0 | [5 empty] | N/A | RES-TH-194 | RES-XXTH-XXXX-194-01
IM01302 | RES 1/4W, 150E ,MFR ,1% | RES-XXTH-XXXX-195-01 |  | B Class | Nos | Nos | I-Inventory | RM-Raw Material | RES 1/4W, 150E ,MFR ,1% | Raw Material | NA | RESISTOR |  | 85322500 | [11 empty] | 1 | 0 | 0 | 1 | [11 empty] | 0 | [5 empty] | N/A | RES-TH-195 | RES-XXTH-XXXX-195-01
IM01303 | RES 1/4W, 160E ,MFR ,1% | RES-XXTH-XXXX-196-01 |  | B Class | Nos | Nos | I-Inventory | RM-Raw Material | RES 1/4W, 160E ,MFR ,1% | Raw Material | NA | RESISTOR |  | 85322500 | [11 empty] | 1 | 0 | 0 | 1 | [11 empty] | 0 | [5 empty] | N/A | RES-TH-196 | RES-XXTH-XXXX-196-01
IM01304 | RES 1/4W, 180E ,MFR ,1% | RES-XXTH-XXXX-197-01 |  | B Class | Nos | Nos | I-Inventory | RM-Raw Material | RES 1/4W, 180E ,MFR ,1% | Raw Material | NA | RESISTOR |  | 85322500 | [11 empty] | 1 | 0 | 0 | 1 | [11 empty] | 0 | [5 empty] | N/A | RES-TH-197 | RES-XXTH-XXXX-197-01
IM01305 | RES 1/4W, 200E ,MFR ,1% | RES-XXTH-XXXX-198-01 |  | B Class | Nos | Nos | I-Inventory | RM-Raw Material | RES 1/4W, 200E ,MFR ,1% | Raw Material | NA | RESISTOR |  | 85322500 | [11 empty] | 1 | 0 | 0 | 1 | [11 empty] | 0 | [5 empty] | N/A | RES-TH-198 | RES-XXTH-XXXX-198-01
IM01306 | RES 1/4W, 220E ,MFR ,1% | RES-XXTH-XXXX-199-01 |  | B Class | Nos | Nos | I-Inventory | RM-Raw Material | RES 1/4W, 220E ,MFR ,1% | Raw Material | NA | RESISTOR |  | 85322500 | [11 empty] | 1 | 0 | 0 | 1 | [11 empty] | 0 | [5 empty] | N/A | RES-TH-199 | RES-XXTH-XXXX-199-01
IM01307 | RES 1/4W, 240E ,MFR ,1% | RES-XXTH-XXXX-200-01 |  | B Class | Nos | Nos | I-Inventory | RM-Raw Material | RES 1/4W, 240E ,MFR ,1% | Raw Material | NA | RESISTOR |  | 85322500 | [11 empty] | 1 | 0 | 0 | 1 | [11 empty] | 0 | [5 empty] | N/A | RES-TH-200 | RES-XXTH-XXXX-200-01
IM01308 | RES 1/4W, 270E ,MFR ,1% | RES-XXTH-XXXX-201-01 |  | B Class | Nos | Nos | I-Inventory | RM-Raw Material | RES 1/4W, 270E ,MFR ,1% | Raw Material | NA | RESISTOR |  | 85322500 | [11 empty] | 1 | 0 | 0 | 1 | [11 empty] | 0 | [5 empty] | N/A | RES-TH-201 | RES-XXTH-XXXX-201-01
IM01309 | RES 1/4W, 300E ,MFR ,1% | RES-XXTH-XXXX-202-01 |  | B Class | Nos | Nos | I-Inventory | RM-Raw Material | RES 1/4W, 300E ,MFR ,1% | Raw Material | NA | RESISTOR |  | 85322500 | [11 empty] | 1 | 0 | 0 | 1 | [11 empty] | 0 | [5 empty] | N/A | RES-TH-202 | RES-XXTH-XXXX-202-01
IM01310 | RES 1/4W, 330E ,MFR ,1% | RES-XXTH-XXXX-203-01 |  | B Class | Nos | Nos | I-Inventory | RM-Raw Material | RES 1/4W, 330E ,MFR ,1% | Raw Material | NA | RESISTOR |  | 85322500 | [11 empty] | 1 | 0 | 0 | 1 | [11 empty] | 0 | [5 empty] | N/A | RES-TH-203 | RES-XXTH-XXXX-203-01
IM01311 | RES 1/4W, 360E ,MFR ,1% | RES-XXTH-XXXX-204-01 |  | B Class | Nos | Nos | I-Inventory | RM-Raw Material | RES 1/4W, 360E ,MFR ,1% | Raw Material | NA | RESISTOR |  | 85322500 | [11 empty] | 1 | 0 | 0 | 1 | [11 empty] | 0 | [5 empty] | N/A | RES-TH-204 | RES-XXTH-XXXX-204-01
IM01312 | RES 1/4W, 390E ,MFR ,1% | RES-XXTH-XXXX-205-01 |  | B Class | Nos | Nos | I-Inventory | RM-Raw Material | RES 1/4W, 390E ,MFR ,1% | Raw Material | NA | RESISTOR |  | 85322500 | [11 empty] | 1 | 0 | 0 | 1 | [11 empty] | 0 | [5 empty] | N/A | RES-TH-205 | RES-XXTH-XXXX-205-01
IM01313 | RES 1/4W, 430E ,MFR ,1% | RES-XXTH-XXXX-206-01 |  | B Class | Nos | Nos | I-Inventory | RM-Raw Material | RES 1/4W, 430E ,MFR ,1% | Raw Material | NA | RESISTOR |  | 85322500 | [11 empty] | 1 | 0 | 0 | 1 | [11 empty] | 0 | [5 empty] | N/A | RES-TH-206 | RES-XXTH-XXXX-206-01
IM01314 | RES 1/4W, 470E ,MFR ,1% | RES-XXTH-XXXX-207-01 |  | B Class | Nos | Nos | I-Inventory | RM-Raw Material | RES 1/4W, 470E ,MFR ,1% | Raw Material | NA | RESISTOR |  | 85322500 | [11 empty] | 1 | 0 | 0 | 1 | [11 empty] | 0 | [5 empty] | N/A | RES-TH-207 | RES-XXTH-XXXX-207-01
IM01315 | RES 1/4W, 510E ,MFR ,1% | RES-XXTH-XXXX-208-01 |  | B Class | Nos | Nos | I-Inventory | RM-Raw Material | RES 1/4W, 510E ,MFR ,1% | Raw Material | NA | RESISTOR |  | 85322500 | [11 empty] | 1 | 0 | 0 | 1 | [11 empty] | 0 | [5 empty] | N/A | RES-TH-208 | RES-XXTH-XXXX-208-01
IM01316 | RES 1/4W, 560E ,MFR ,1% | RES-XXTH-XXXX-209-01 |  | B Class | Nos | Nos | I-Inventory | RM-Raw Material | RES 1/4W, 560E ,MFR ,1% | Raw Material | NA | RESISTOR |  | 85322500 | [11 empty] | 1 | 0 | 0 | 1 | [11 empty] | 0 | [5 empty] | N/A | RES-TH-209 | RES-XXTH-XXXX-209-01
IM01317 | RES 1/4W, 620E ,MFR ,1% | RES-XXTH-XXXX-210-01 |  | B Class | Nos | Nos | I-Inventory | RM-Raw Material | RES 1/4W, 620E ,MFR ,1% | Raw Material | NA | RESISTOR |  | 85322500 | [11 empty] | 1 | 0 | 0 | 1 | [11 empty] | 0 | [5 empty] | N/A | RES-TH-210 | RES-XXTH-XXXX-210-01
IM01318 | RES 1/4W, 680E ,MFR ,1% | RES-XXTH-XXXX-211-01 |  | B Class | Nos | Nos | I-Inventory | RM-Raw Material | RES 1/4W, 680E ,MFR ,1% | Raw Material | NA | RESISTOR |  | 85322500 | [11 empty] | 1 | 0 | 0 | 1 | [11 empty] | 0 | [5 empty] | N/A | RES-TH-211 | RES-XXTH-XXXX-211-01
IM01319 | RES 1/4W, 750E ,MFR ,1% | RES-XXTH-XXXX-212-01 |  | B Class | Nos | Nos | I-Inventory | RM-Raw Material | RES 1/4W, 750E ,MFR ,1% | Raw Material | NA | RESISTOR |  | 85322500 | [11 empty] | 1 | 0 | 0 | 1 | [11 empty] | 0 | [5 empty] | N/A | RES-TH-212 | RES-XXTH-XXXX-212-01
IM01320 | RES 1/4W, 820E ,MFR ,1% | RES-XXTH-XXXX-213-01 |  | B Class | Nos | Nos | I-Inventory | RM-Raw Material | RES 1/4W, 820E ,MFR ,1% | Raw Material | NA | RESISTOR |  | 85322500 | [11 empty] | 1 | 0 | 0 | 1 | [11 empty] | 0 | [5 empty] | N/A | RES-TH-213 | RES-XXTH-XXXX-213-01
IM01321 | RES 1/4W, 910E ,MFR ,1% | RES-XXTH-XXXX-214-01 |  | B Class | Nos | Nos | I-Inventory | RM-Raw Material | RES 1/4W, 910E ,MFR ,1% | Raw Material | NA | RESISTOR |  | 85322500 | [11 empty] | 1 | 0 | 0 | 1 | [11 empty] | 0 | [5 empty] | N/A | RES-TH-214 | RES-XXTH-XXXX-214-01
IM01322 | RES 1/4W, 1K ,MFR ,1% | RES-XXTH-XXXX-215-01 |  | B Class | Nos | Nos | I-Inventory | RM-Raw Material | RES 1/4W, 1K ,MFR ,1% | Raw Material | NA | RESISTOR |  | 85322500 | [11 empty] | 1 | 0 | 0 | 1 | [11 empty] | 0 | [5 empty] | N/A | RES-TH-215 | RES-XXTH-XXXX-215-01
IM01323 | RES 1/4W, 1K1 ,MFR ,1% | RES-XXTH-XXXX-216-01 |  | B Class | Nos | Nos | I-Inventory | RM-Raw Material | RES 1/4W, 1K1 ,MFR ,1% | Raw Material | NA | RESISTOR |  | 85322500 | [11 empty] | 1 | 0 | 0 | 1 | [11 empty] | 0 | [5 empty] | N/A | RES-TH-216 | RES-XXTH-XXXX-216-01
IM01324 | RES 1/4W, 1K2 ,MFR ,1% | RES-XXTH-XXXX-217-01 |  | B Class | Nos | Nos | I-Inventory | RM-Raw Material | RES 1/4W, 1K2 ,MFR ,1% | Raw Material | NA | RESISTOR |  | 85322500 | [11 empty] | 1 | 0 | 0 | 1 | [11 empty] | 0 | [5 empty] | N/A | RES-TH-217 | RES-XXTH-XXXX-217-01
IM01325 | RES 1/4W, 1K3 ,MFR ,1% | RES-XXTH-XXXX-218-01 |  | B Class | Nos | Nos | I-Inventory | RM-Raw Material | RES 1/4W, 1K3 ,MFR ,1% | Raw Material | NA | RESISTOR |  | 85322500 | [11 empty] | 1 | 0 | 0 | 1 | [11 empty] | 0 | [5 empty] | N/A | RES-TH-218 | RES-XXTH-XXXX-218-01
IM01326 | RES 1/4W, 1K5 ,MFR ,1% | RES-XXTH-XXXX-219-01 |  | B Class | Nos | Nos | I-Inventory | RM-Raw Material | RES 1/4W, 1K5 ,MFR ,1% | Raw Material | NA | RESISTOR |  | 85322500 | [11 empty] | 1 | 0 | 0 | 1 | [11 empty] | 0 | [5 empty] | N/A | RES-TH-219 | RES-XXTH-XXXX-219-01
IM01327 | RES 1/4W, 1K6 ,MFR ,1% | RES-XXTH-XXXX-220-01 |  | B Class | Nos | Nos | I-Inventory | RM-Raw Material | RES 1/4W, 1K6 ,MFR ,1% | Raw Material | NA | RESISTOR |  | 85322500 | [11 empty] | 1 | 0 | 0 | 1 | [11 empty] | 0 | [5 empty] | N/A | RES-TH-220 | RES-XXTH-XXXX-220-01
IM01328 | RES 1/4W, 1K8 ,MFR ,1% | RES-XXTH-XXXX-221-01 |  | B Class | Nos | Nos | I-Inventory | RM-Raw Material | RES 1/4W, 1K8 ,MFR ,1% | Raw Material | NA | RESISTOR |  | 85322500 | [11 empty] | 1 | 0 | 0 | 1 | [11 empty] | 0 | [5 empty] | N/A | RES-TH-221 | RES-XXTH-XXXX-221-01
IM01329 | RES 1/4W, 2K ,MFR ,1% | RES-XXTH-XXXX-222-01 |  | B Class | Nos | Nos | I-Inventory | RM-Raw Material | RES 1/4W, 2K ,MFR ,1% | Raw Material | NA | RESISTOR |  | 85322500 | [11 empty] | 1 | 0 | 0 | 1 | [11 empty] | 0 | [5 empty] | N/A | RES-TH-222 | RES-XXTH-XXXX-222-01
IM01330 | RES 1/4W, 2K2 ,MFR ,1% | RES-XXTH-XXXX-223-01 |  | B Class | Nos | Nos | I-Inventory | RM-Raw Material | RES 1/4W, 2K2 ,MFR ,1% | Raw Material | NA | RESISTOR |  | 85322500 | [11 empty] | 1 | 0 | 0 | 1 | [11 empty] | 0 | [5 empty] | N/A | RES-TH-223 | RES-XXTH-XXXX-223-01
IM01331 | RES 1/4W, 2K4 ,MFR ,1% | RES-XXTH-XXXX-224-01 |  | B Class | Nos | Nos | I-Inventory | RM-Raw Material | RES 1/4W, 2K4 ,MFR ,1% | Raw Material | NA | RESISTOR |  | 85322500 | [11 empty] | 1 | 0 | 0 | 1 | [11 empty] | 0 | [5 empty] | N/A | RES-TH-224 | RES-XXTH-XXXX-224-01
IM01332 | RES 1/4W, 2K7 ,MFR ,1% | RES-XXTH-XXXX-225-01 |  | B Class | Nos | Nos | I-Inventory | RM-Raw Material | RES 1/4W, 2K7 ,MFR ,1% | Raw Material | NA | RESISTOR |  | 85322500 | [11 empty] | 1 | 0 | 0 | 1 | [11 empty] | 0 | [5 empty] | N/A | RES-TH-225 | RES-XXTH-XXXX-225-01
IM01333 | RES 1/4W, 3K ,MFR ,1% | RES-XXTH-XXXX-226-01 |  | B Class | Nos | Nos | I-Inventory | RM-Raw Material | RES 1/4W, 3K ,MFR ,1% | Raw Material | NA | RESISTOR |  | 85322500 | [11 empty] | 1 | 0 | 0 | 1 | [11 empty] | 0 | [5 empty] | N/A | RES-TH-226 | RES-XXTH-XXXX-226-01
IM01334 | RES 1/4W, 3K3 ,MFR ,1% | RES-XXTH-XXXX-227-01 |  | B Class | Nos | Nos | I-Inventory | RM-Raw Material | RES 1/4W, 3K3 ,MFR ,1% | Raw Material | NA | RESISTOR |  | 85322500 | [11 empty] | 1 | 0 | 0 | 1 | [11 empty] | 0 | [5 empty] | N/A | RES-TH-227 | RES-XXTH-XXXX-227-01
IM01335 | RES 1/4W, 3K6 ,MFR ,1% | RES-XXTH-XXXX-228-01 |  | B Class | Nos | Nos | I-Inventory | RM-Raw Material | RES 1/4W, 3K6 ,MFR ,1% | Raw Material | NA | RESISTOR |  | 85322500 | [11 empty] | 1 | 0 | 0 | 1 | [11 empty] | 0 | [5 empty] | N/A | RES-TH-228 | RES-XXTH-XXXX-228-01
IM01336 | RES 1/4W, 3K9 ,MFR ,1% | RES-XXTH-XXXX-229-01 |  | B Class | Nos | Nos | I-Inventory | RM-Raw Material | RES 1/4W, 3K9 ,MFR ,1% | Raw Material | NA | RESISTOR |  | 85322500 | [11 empty] | 1 | 0 | 0 | 1 | [11 empty] | 0 | [5 empty] | N/A | RES-TH-229 | RES-XXTH-XXXX-229-01
IM01337 | RES 1/4W, 4K3 ,MFR ,1% | RES-XXTH-XXXX-230-01 |  | B Class | Nos | Nos | I-Inventory | RM-Raw Material | RES 1/4W, 4K3 ,MFR ,1% | Raw Material | NA | RESISTOR |  | 85322500 | [11 empty] | 1 | 0 | 0 | 1 | [11 empty] | 0 | [5 empty] | N/A | RES-TH-230 | RES-XXTH-XXXX-230-01
IM01338 | RES 1/4W, 4K7 ,MFR ,1% | RES-XXTH-XXXX-231-01 |  | B Class | Nos | Nos | I-Inventory | RM-Raw Material | RES 1/4W, 4K7 ,MFR ,1% | Raw Material | NA | RESISTOR |  | 85322500 | [11 empty] | 1 | 0 | 0 | 1 | [11 empty] | 0 | [5 empty] | N/A | RES-TH-231 | RES-XXTH-XXXX-231-01
IM01339 | RES 1/4W, 5K1 ,MFR ,1% | RES-XXTH-XXXX-232-01 |  | B Class | Nos | Nos | I-Inventory | RM-Raw Material | RES 1/4W, 5K1 ,MFR ,1% | Raw Material | NA | RESISTOR |  | 85322500 | [11 empty] | 1 | 0 | 0 | 1 | [11 empty] | 0 | [5 empty] | N/A | RES-TH-232 | RES-XXTH-XXXX-232-01
IM01340 | RES 1/4W, 5K6 ,MFR ,1% | RES-XXTH-XXXX-233-01 |  | B Class | Nos | Nos | I-Inventory | RM-Raw Material | RES 1/4W, 5K6 ,MFR ,1% | Raw Material | NA | RESISTOR |  | 85322500 | [11 empty] | 1 | 0 | 0 | 1 | [11 empty] | 0 | [5 empty] | N/A | RES-TH-233 | RES-XXTH-XXXX-233-01
IM01341 | RES 1/4W, 6K2 ,MFR ,1% | RES-XXTH-XXXX-234-01 |  | B Class | Nos | Nos | I-Inventory | RM-Raw Material | RES 1/4W, 6K2 ,MFR ,1% | Raw Material | NA | RESISTOR |  | 85322500 | [11 empty] | 1 | 0 | 0 | 1 | [11 empty] | 0 | [5 empty] | N/A | RES-TH-234 | RES-XXTH-XXXX-234-01
IM01342 | RES 1/4W, 6K8 ,MFR ,1% | RES-XXTH-XXXX-235-01 |  | B Class | Nos | Nos | I-Inventory | RM-Raw Material | RES 1/4W, 6K8 ,MFR ,1% | Raw Material | NA | RESISTOR |  | 85322500 | [11 empty] | 1 | 0 | 0 | 1 | [11 empty] | 0 | [5 empty] | N/A | RES-TH-235 | RES-XXTH-XXXX-235-01
IM01343 | RES 1/4W, 7K5 ,MFR ,1% | RES-XXTH-XXXX-236-01 |  | B Class | Nos | Nos | I-Inventory | RM-Raw Material | RES 1/4W, 7K5 ,MFR ,1% | Raw Material | NA | RESISTOR |  | 85322500 | [11 empty] | 1 | 0 | 0 | 1 | [11 empty] | 0 | [5 empty] | N/A | RES-TH-236 | RES-XXTH-XXXX-236-01
IM01344 | RES 1/4W, 8K2 ,MFR ,1% | RES-XXTH-XXXX-237-01 |  | B Class | Nos | Nos | I-Inventory | RM-Raw Material | RES 1/4W, 8K2 ,MFR ,1% | Raw Material | NA | RESISTOR |  | 85322500 | [11 empty] | 1 | 0 | 0 | 1 | [11 empty] | 0 | [5 empty] | N/A | RES-TH-237 | RES-XXTH-XXXX-237-01
IM01345 | RES 1/4W, 9K1 ,MFR ,1% | RES-XXTH-XXXX-238-01 |  | B Class | Nos | Nos | I-Inventory | RM-Raw Material | RES 1/4W, 9K1 ,MFR ,1% | Raw Material | NA | RESISTOR |  | 85322500 | [11 empty] | 1 | 0 | 0 | 1 | [11 empty] | 0 | [5 empty] | N/A | RES-TH-238 | RES-XXTH-XXXX-238-01
IM01346 | RES 1/4W, 10K ,MFR ,1% | RES-XXTH-XXXX-239-01 |  | B Class | Nos | Nos | I-Inventory | RM-Raw Material | RES 1/4W, 10K ,MFR ,1% | Raw Material | NA | RESISTOR |  | 85322500 | [11 empty] | 1 | 0 | 0 | 1 | [11 empty] | 0 | [5 empty] | N/A | RES-TH-239 | RES-XXTH-XXXX-239-01
IM01347 | RES 1/4W, 11K ,MFR ,1% | RES-XXTH-XXXX-240-01 |  | B Class | Nos | Nos | I-Inventory | RM-Raw Material | RES 1/4W, 11K ,MFR ,1% | Raw Material | NA | RESISTOR |  | 85322500 | [11 empty] | 1 | 0 | 0 | 1 | [11 empty] | 0 | [5 empty] | N/A | RES-TH-240 | RES-XXTH-XXXX-240-01
IM01348 | RES 1/4W, 12K ,MFR ,1% | RES-XXTH-XXXX-241-01 |  | B Class | Nos | Nos | I-Inventory | RM-Raw Material | RES 1/4W, 12K ,MFR ,1% | Raw Material | NA | RESISTOR |  | 85322500 | [11 empty] | 1 | 0 | 0 | 1 | [11 empty] | 0 | [5 empty] | N/A | RES-TH-241 | RES-XXTH-XXXX-241-01
IM01349 | RES 1/4W, 13K ,MFR ,1% | RES-XXTH-XXXX-242-01 |  | B Class | Nos | Nos | I-Inventory | RM-Raw Material | RES 1/4W, 13K ,MFR ,1% | Raw Material | NA | RESISTOR |  | 85322500 | [11 empty] | 1 | 0 | 0 | 1 | [11 empty] | 0 | [5 empty] | N/A | RES-TH-242 | RES-XXTH-XXXX-242-01
IM01350 | RES 1/4W, 15K ,MFR ,1% | RES-XXTH-XXXX-243-01 |  | A Class | Nos | Nos | I-Inventory | RM-Raw Material | RES 1/4W, 15K ,MFR ,1% | Raw Material | NA | RESISTOR |  | 85322500 | [11 empty] | 1 | 0 | 0 | 1 | [11 empty] | 0 | [5 empty] | N/A | RES-TH-243 | RES-XXTH-XXXX-243-01
IM01351 | RES 1/4W, 16K ,MFR ,1% | RES-XXTH-XXXX-244-01 |  | B Class | Nos | Nos | I-Inventory | RM-Raw Material | RES 1/4W, 16K ,MFR ,1% | Raw Material | NA | RESISTOR |  | 85322500 | [11 empty] | 1 | 0 | 0 | 1 | [11 empty] | 0 | [5 empty] | N/A | RES-TH-244 | RES-XXTH-XXXX-244-01
IM01352 | RES 1/4W, 18K ,MFR ,1% | RES-XXTH-XXXX-245-01 |  | B Class | Nos | Nos | I-Inventory | RM-Raw Material | RES 1/4W, 18K ,MFR ,1% | Raw Material | NA | RESISTOR |  | 85322500 | [11 empty] | 1 | 0 | 0 | 1 | [11 empty] | 0 | [5 empty] | N/A | RES-TH-245 | RES-XXTH-XXXX-245-01
IM01353 | RES 1/4W, 20K ,MFR ,1% | RES-XXTH-XXXX-246-01 |  | B Class | Nos | Nos | I-Inventory | RM-Raw Material | RES 1/4W, 20K ,MFR ,1% | Raw Material | NA | RESISTOR |  | 85322500 | [11 empty] | 1 | 0 | 0 | 1 | [11 empty] | 0 | [5 empty] | N/A | RES-TH-246 | RES-XXTH-XXXX-246-01
IM01354 | RES 1/4W, 22K ,MFR ,1% | RES-XXTH-XXXX-247-01 |  | B Class | Nos | Nos | I-Inventory | RM-Raw Material | RES 1/4W, 22K ,MFR ,1% | Raw Material | NA | RESISTOR |  | 85322500 | [11 empty] | 1 | 0 | 0 | 1 | [11 empty] | 0 | [5 empty] | N/A | RES-TH-247 | RES-XXTH-XXXX-247-01
IM01355 | RES 1/4W, 24K ,MFR ,1% | RES-XXTH-XXXX-248-01 |  | B Class | Nos | Nos | I-Inventory | RM-Raw Material | RES 1/4W, 24K ,MFR ,1% | Raw Material | NA | RESISTOR |  | 85322500 | [11 empty] | 1 | 0 | 0 | 1 | [11 empty] | 0 | [5 empty] | N/A | RES-TH-248 | RES-XXTH-XXXX-248-01
IM01356 | RES 1/4W, 27K ,MFR ,1% | RES-XXTH-XXXX-249-01 |  | B Class | Nos | Nos | I-Inventory | RM-Raw Material | RES 1/4W, 27K ,MFR ,1% | Raw Material | NA | RESISTOR |  | 85322500 | [11 empty] | 1 | 0 | 0 | 1 | [11 empty] | 0 | [5 empty] | N/A | RES-TH-249 | RES-XXTH-XXXX-249-01
IM01357 | RES 1/4W, 30K ,MFR ,1% | RES-XXTH-XXXX-250-01 |  | B Class | Nos | Nos | I-Inventory | RM-Raw Material | RES 1/4W, 30K ,MFR ,1% | Raw Material | NA | RESISTOR |  | 85322500 | [11 empty] | 1 | 0 | 0 | 1 | [11 empty] | 0 | [5 empty] | N/A | RES-TH-250 | RES-XXTH-XXXX-250-01
IM01358 | RES 1/4W, 33K ,MFR ,1% | RES-XXTH-XXXX-251-01 |  | B Class | Nos | Nos | I-Inventory | RM-Raw Material | RES 1/4W, 33K ,MFR ,1% | Raw Material | NA | RESISTOR |  | 85322500 | [11 empty] | 1 | 0 | 0 | 1 | [11 empty] | 0 | [5 empty] | N/A | RES-TH-251 | RES-XXTH-XXXX-251-01
IM01359 | RES 1/4W, 36K ,MFR ,1% | RES-XXTH-XXXX-252-01 |  | B Class | Nos | Nos | I-Inventory | RM-Raw Material | RES 1/4W, 36K ,MFR ,1% | Raw Material | NA | RESISTOR |  | 85322500 | [11 empty] | 1 | 0 | 0 | 1 | [11 empty] | 0 | [5 empty] | N/A | RES-TH-252 | RES-XXTH-XXXX-252-01
IM01360 | RES 1/4W, 39K ,MFR ,1% | RES-XXTH-XXXX-253-01 |  | B Class | Nos | Nos | I-Inventory | RM-Raw Material | RES 1/4W, 39K ,MFR ,1% | Raw Material | NA | RESISTOR |  | 85322500 | [11 empty] | 1 | 0 | 0 | 1 | [11 empty] | 0 | [5 empty] | N/A | RES-TH-253 | RES-XXTH-XXXX-253-01
IM01361 | RES 1/4W, 43K ,MFR ,1% | RES-XXTH-XXXX-254-01 |  | B Class | Nos | Nos | I-Inventory | RM-Raw Material | RES 1/4W, 43K ,MFR ,1% | Raw Material | NA | RESISTOR |  | 85322500 | [11 empty] | 1 | 0 | 0 | 1 | [11 empty] | 0 | [5 empty] | N/A | RES-TH-254 | RES-XXTH-XXXX-254-01
IM01362 | RES 1/4W, 47K ,MFR ,1% | RES-XXTH-XXXX-255-01 |  | B Class | Nos | Nos | I-Inventory | RM-Raw Material | RES 1/4W, 47K ,MFR ,1% | Raw Material | NA | RESISTOR |  | 85322500 | [11 empty] | 1 | 0 | 0 | 1 | [11 empty] | 0 | [5 empty] | N/A | RES-TH-255 | RES-XXTH-XXXX-255-01
IM01363 | RES 1/4W, 51K ,MFR ,1% | RES-XXTH-XXXX-256-01 |  | B Class | Nos | Nos | I-Inventory | RM-Raw Material | RES 1/4W, 51K ,MFR ,1% | Raw Material | NA | RESISTOR |  | 85322500 | [11 empty] | 1 | 0 | 0 | 1 | [11 empty] | 0 | [5 empty] | N/A | RES-TH-256 | RES-XXTH-XXXX-256-01
IM01364 | RES 1/4W, 56K ,MFR ,1% | RES-XXTH-XXXX-257-01 |  | B Class | Nos | Nos | I-Inventory | RM-Raw Material | RES 1/4W, 56K ,MFR ,1% | Raw Material | NA | RESISTOR |  | 85322500 | [11 empty] | 1 | 0 | 0 | 1 | [11 empty] | 0 | [5 empty] | N/A | RES-TH-257 | RES-XXTH-XXXX-257-01
IM01365 | RES 1/4W, 62K ,MFR ,1% | RES-XXTH-XXXX-258-01 |  | B Class | Nos | Nos | I-Inventory | RM-Raw Material | RES 1/4W, 62K ,MFR ,1% | Raw Material | NA | RESISTOR |  | 85322500 | [11 empty] | 1 | 0 | 0 | 1 | [11 empty] | 0 | [5 empty] | N/A | RES-TH-258 | RES-XXTH-XXXX-258-01
IM01366 | RES 1/4W, 68K ,MFR ,1% | RES-XXTH-XXXX-259-01 |  | B Class | Nos | Nos | I-Inventory | RM-Raw Material | RES 1/4W, 68K ,MFR ,1% | Raw Material | NA | RESISTOR |  | 85322500 | [11 empty] | 1 | 0 | 0 | 1 | [11 empty] | 0 | [5 empty] | N/A | RES-TH-259 | RES-XXTH-XXXX-259-01
IM01367 | RES 1/4W, 75K ,MFR ,1% | RES-XXTH-XXXX-260-01 |  | B Class | Nos | Nos | I-Inventory | RM-Raw Material | RES 1/4W, 75K ,MFR ,1% | Raw Material | NA | RESISTOR |  | 85322500 | [11 empty] | 1 | 0 | 0 | 1 | [11 empty] | 0 | [5 empty] | N/A | RES-TH-260 | RES-XXTH-XXXX-260-01
IM01368 | RES 1/4W, 82K ,MFR ,1% | RES-XXTH-XXXX-261-01 |  | B Class | Nos | Nos | I-Inventory | RM-Raw Material | RES 1/4W, 82K ,MFR ,1% | Raw Material | NA | RESISTOR |  | 85322500 | [11 empty] | 1 | 0 | 0 | 1 | [11 empty] | 0 | [5 empty] | N/A | RES-TH-261 | RES-XXTH-XXXX-261-01
IM01369 | RES 1/4W, 91K ,MFR ,1% | RES-XXTH-XXXX-262-01 |  | B Class | Nos | Nos | I-Inventory | RM-Raw Material | RES 1/4W, 91K ,MFR ,1% | Raw Material | NA | RESISTOR |  | 85322500 | [11 empty] | 1 | 0 | 0 | 1 | [11 empty] | 0 | [5 empty] | N/A | RES-TH-262 | RES-XXTH-XXXX-262-01
IM01370 | RES 1/4W, 100K ,MFR ,1% | RES-XXTH-XXXX-263-01 |  | B Class | Nos | Nos | I-Inventory | RM-Raw Material | RES 1/4W, 100K ,MFR ,1% | Raw Material | NA | RESISTOR |  | 85322500 | [11 empty] | 1 | 0 | 0 | 1 | [11 empty] | 0 | [5 empty] | N/A | RES-TH-263 | RES-XXTH-XXXX-263-01
IM01371 | RES 1/4W, 110K ,MFR ,1% | RES-XXTH-XXXX-264-01 |  | B Class | Nos | Nos | I-Inventory | RM-Raw Material | RES 1/4W, 110K ,MFR ,1% | Raw Material | NA | RESISTOR |  | 85322500 | [11 empty] | 1 | 0 | 0 | 1 | [11 empty] | 0 | [5 empty] | N/A | RES-TH-264 | RES-XXTH-XXXX-264-01
IM01372 | RES 1/4W, 120K ,MFR ,1% | RES-XXTH-XXXX-265-01 |  | B Class | Nos | Nos | I-Inventory | RM-Raw Material | RES 1/4W, 120K ,MFR ,1% | Raw Material | NA | RESISTOR |  | 85322500 | [11 empty] | 1 | 0 | 0 | 1 | [11 empty] | 0 | [5 empty] | N/A | RES-TH-265 | RES-XXTH-XXXX-265-01
IM01373 | RES 1/4W, 130K ,MFR ,1% | RES-XXTH-XXXX-266-01 |  | B Class | Nos | Nos | I-Inventory | RM-Raw Material | RES 1/4W, 130K ,MFR ,1% | Raw Material | NA | RESISTOR |  | 85322500 | [11 empty] | 1 | 0 | 0 | 1 | [11 empty] | 0 | [5 empty] | N/A | RES-TH-266 | RES-XXTH-XXXX-266-01
IM01374 | RES 1/4W, 150K ,MFR ,1% | RES-XXTH-XXXX-267-01 |  | B Class | Nos | Nos | I-Inventory | RM-Raw Material | RES 1/4W, 150K ,MFR ,1% | Raw Material | NA | RESISTOR |  | 85322500 | [11 empty] | 1 | 0 | 0 | 1 | [11 empty] | 0 | [5 empty] | N/A | RES-TH-267 | RES-XXTH-XXXX-267-01
IM01375 | RES 1/4W, 160K ,MFR ,1% | RES-XXTH-XXXX-268-01 |  | B Class | Nos | Nos | I-Inventory | RM-Raw Material | RES 1/4W, 160K ,MFR ,1% | Raw Material | NA | RESISTOR |  | 85322500 | [11 empty] | 1 | 0 | 0 | 1 | [11 empty] | 0 | [5 empty] | N/A | RES-TH-268 | RES-XXTH-XXXX-268-01
IM01376 | RES 1/4W, 180K ,MFR ,1% | RES-XXTH-XXXX-269-01 |  | B Class | Nos | Nos | I-Inventory | RM-Raw Material | RES 1/4W, 180K ,MFR ,1% | Raw Material | NA | RESISTOR |  | 85322500 | [11 empty] | 1 | 0 | 0 | 1 | [11 empty] | 0 | [5 empty] | N/A | RES-TH-269 | RES-XXTH-XXXX-269-01
IM01377 | RES 1/4W, 200K ,MFR ,1% | RES-XXTH-XXXX-270-01 |  | B Class | Nos | Nos | I-Inventory | RM-Raw Material | RES 1/4W, 200K ,MFR ,1% | Raw Material | NA | RESISTOR |  | 85322500 | [11 empty] | 1 | 0 | 0 | 1 | [11 empty] | 0 | [5 empty] | N/A | RES-TH-270 | RES-XXTH-XXXX-270-01
IM01378 | RES 1/4W, 220K ,MFR ,1% | RES-XXTH-XXXX-271-01 |  | B Class | Nos | Nos | I-Inventory | RM-Raw Material | RES 1/4W, 220K ,MFR ,1% | Raw Material | NA | RESISTOR |  | 85322500 | [11 empty] | 1 | 0 | 0 | 1 | [11 empty] | 0 | [5 empty] | N/A | RES-TH-271 | RES-XXTH-XXXX-271-01
IM01379 | RES 1/4W, 240K ,MFR ,1% | RES-XXTH-XXXX-272-01 |  | B Class | Nos | Nos | I-Inventory | RM-Raw Material | RES 1/4W, 240K ,MFR ,1% | Raw Material | NA | RESISTOR |  | 85322500 | [11 empty] | 1 | 0 | 0 | 1 | [11 empty] | 0 | [5 empty] | N/A | RES-TH-272 | RES-XXTH-XXXX-272-01
IM01380 | RES 1/4W, 270K ,MFR ,1% | RES-XXTH-XXXX-273-01 |  | B Class | Nos | Nos | I-Inventory | RM-Raw Material | RES 1/4W, 270K ,MFR ,1% | Raw Material | NA | RESISTOR |  | 85322500 | [11 empty] | 1 | 0 | 0 | 1 | [11 empty] | 0 | [5 empty] | N/A | RES-TH-273 | RES-XXTH-XXXX-273-01
IM01381 | RES 1/4W, 300K ,MFR ,1% | RES-XXTH-XXXX-274-01 |  | B Class | Nos | Nos | I-Inventory | RM-Raw Material | RES 1/4W, 300K ,MFR ,1% | Raw Material | NA | RESISTOR |  | 85322500 | [11 empty] | 1 | 0 | 0 | 1 | [11 empty] | 0 | [5 empty] | N/A | RES-TH-274 | RES-XXTH-XXXX-274-01
IM01382 | RES 1/4W, 330K ,MFR ,1% | RES-XXTH-XXXX-275-01 |  | B Class | Nos | Nos | I-Inventory | RM-Raw Material | RES 1/4W, 330K ,MFR ,1% | Raw Material | NA | RESISTOR |  | 85322500 | [11 empty] | 1 | 0 | 0 | 1 | [11 empty] | 0 | [5 empty] | N/A | RES-TH-275 | RES-XXTH-XXXX-275-01
IM01383 | RES 1/4W, 360K ,MFR ,1% | RES-XXTH-XXXX-276-01 |  | B Class | Nos | Nos | I-Inventory | RM-Raw Material | RES 1/4W, 360K ,MFR ,1% | Raw Material | NA | RESISTOR |  | 85322500 | [11 empty] | 1 | 0 | 0 | 1 | [11 empty] | 0 | [5 empty] | N/A | RES-TH-276 | RES-XXTH-XXXX-276-01
IM01384 | RES 1/4W, 390K ,MFR ,1% | RES-XXTH-XXXX-277-01 |  | B Class | Nos | Nos | I-Inventory | RM-Raw Material | RES 1/4W, 390K ,MFR ,1% | Raw Material | NA | RESISTOR |  | 85322500 | [11 empty] | 1 | 0 | 0 | 1 | [11 empty] | 0 | [5 empty] | N/A | RES-TH-277 | RES-XXTH-XXXX-277-01
IM01385 | RES 1/4W, 430K ,MFR ,1% | RES-XXTH-XXXX-278-01 |  | B Class | Nos | Nos | I-Inventory | RM-Raw Material | RES 1/4W, 430K ,MFR ,1% | Raw Material | NA | RESISTOR |  | 85322500 | [11 empty] | 1 | 0 | 0 | 1 | [11 empty] | 0 | [5 empty] | N/A | RES-TH-278 | RES-XXTH-XXXX-278-01
IM01386 | RES 1/4W, 470K ,MFR ,1% | RES-XXTH-XXXX-279-01 |  | B Class | Nos | Nos | I-Inventory | RM-Raw Material | RES 1/4W, 470K ,MFR ,1% | Raw Material | NA | RESISTOR |  | 85322500 | [11 empty] | 1 | 0 | 0 | 1 | [11 empty] | 0 | [5 empty] | N/A | RES-TH-279 | RES-XXTH-XXXX-279-01
IM01387 | RES 1/4W, 510K ,MFR ,1% | RES-XXTH-XXXX-280-01 |  | B Class | Nos | Nos | I-Inventory | RM-Raw Material | RES 1/4W, 510K ,MFR ,1% | Raw Material | NA | RESISTOR |  | 85322500 | [11 empty] | 1 | 0 | 0 | 1 | [11 empty] | 0 | [5 empty] | N/A | RES-TH-280 | RES-XXTH-XXXX-280-01
IM01388 | RES 1/4W, 560K ,MFR ,1% | RES-XXTH-XXXX-281-01 |  | B Class | Nos | Nos | I-Inventory | RM-Raw Material | RES 1/4W, 560K ,MFR ,1% | Raw Material | NA | RESISTOR |  | 85322500 | [11 empty] | 1 | 0 | 0 | 1 | [11 empty] | 0 | [5 empty] | N/A | RES-TH-281 | RES-XXTH-XXXX-281-01
IM01389 | RES 1/4W, 620K ,MFR ,1% | RES-XXTH-XXXX-282-01 |  | B Class | Nos | Nos | I-Inventory | RM-Raw Material | RES 1/4W, 620K ,MFR ,1% | Raw Material | NA | RESISTOR |  | 85322500 | [11 empty] | 1 | 0 | 0 | 1 | [11 empty] | 0 | [5 empty] | N/A | RES-TH-282 | RES-XXTH-XXXX-282-01
IM01390 | RES 1/4W, 680K ,MFR ,1% | RES-XXTH-XXXX-283-01 |  | B Class | Nos | Nos | I-Inventory | RM-Raw Material | RES 1/4W, 680K ,MFR ,1% | Raw Material | NA | RESISTOR |  | 85322500 | [11 empty] | 1 | 0 | 0 | 1 | [11 empty] | 0 | [5 empty] | N/A | RES-TH-283 | RES-XXTH-XXXX-283-01
IM01391 | RES 1/4W, 750K ,MFR ,1% | RES-XXTH-XXXX-284-01 |  | B Class | Nos | Nos | I-Inventory | RM-Raw Material | RES 1/4W, 750K ,MFR ,1% | Raw Material | NA | RESISTOR |  | 85322500 | [11 empty] | 1 | 0 | 0 | 1 | [11 empty] | 0 | [5 empty] | N/A | RES-TH-284 | RES-XXTH-XXXX-284-01
IM01392 | RES 1/4W, 820K ,MFR ,1% | RES-XXTH-XXXX-285-01 |  | B Class | Nos | Nos | I-Inventory | RM-Raw Material | RES 1/4W, 820K ,MFR ,1% | Raw Material | NA | RESISTOR |  | 85322500 | [11 empty] | 1 | 0 | 0 | 1 | [11 empty] | 0 | [5 empty] | N/A | RES-TH-285 | RES-XXTH-XXXX-285-01
IM01393 | RES 1/4W, 910K ,MFR ,1% | RES-XXTH-XXXX-286-01 |  | B Class | Nos | Nos | I-Inventory | RM-Raw Material | RES 1/4W, 910K ,MFR ,1% | Raw Material | NA | RESISTOR |  | 85322500 | [11 empty] | 1 | 0 | 0 | 1 | [11 empty] | 0 | [5 empty] | N/A | RES-TH-286 | RES-XXTH-XXXX-286-01
IM01394 | RES 2W, 22E ,MFR ,5% | RES-XXTH-XXXX-287-01 |  | B Class | Nos | Nos | I-Inventory | RM-Raw Material | RES 2W, 22E ,MFR ,5% | Raw Material | NA | RESISTOR |  | 85322500 | [11 empty] | 1 | 0 | 0 | 1 | [11 empty] | Yageo R oham Watts | [5 empty] | RSF200JB-73-22R (Yageo) CFR02WJ22RT5O (R oham) WCFR2005R22 (Watts) | RES-TH-287 | RES-XXTH-XXXX-287-01
IM01395 | RES 2W, 100K ,MFR ,5% | RES-XXTH-XXXX-288-01 |  | B Class | Nos | Nos | I-Inventory | RM-Raw Material | RES 2W, 100K ,MFR ,5% | Raw Material | NA | RESISTOR |  | 85322500 | [11 empty] | 1 | 0 | 0 | 1 | [11 empty] | Yageo | [5 empty] | RSF200JB-73-100K (Yageo) | RES-TH-288 | RES-XXTH-XXXX-288-01
IM01396 | RES 2W, 1E2 ,MFR ,5% | RES-XXTH-XXXX-289-01 |  | B Class | Nos | Nos | I-Inventory | RM-Raw Material | RES 2W, 1E2 ,MFR ,5% | Raw Material | NA | RESISTOR |  | 85333990 | [11 empty] | 1 | 0 | 0 | 1 | [11 empty] | Yageo R oham Watts | [5 empty] | RSF2WSJB-73-1R2(YAGEO) CFR02WJ0120A50(R OHM) WCFR2005R1E2(Watts) | RES-TH-289 | RES-XXTH-XXXX-289-01
IM01397 | RES 2W, 47K ,MFR ,5% | RES-XXTH-XXXX-290-01 |  | B Class | Nos | Nos | I-Inventory | RM-Raw Material | RES 2W, 47K ,MFR ,5% | Raw Material | NA | RESISTOR |  | 85333990 | [11 empty] | 1 | 0 | 0 | 1 | [11 empty] | Yageo R oham Watts | [5 empty] | RSF2WSJB-73-47K(YAGEO) CFR02WJ0473A50(R OHM) WCFR2005K47(Watts) | RES-TH-290 | RES-XXTH-XXXX-290-01
IM01398 | RES 2W, 10K ,MFR ,5% | RES-XXTH-XXXX-291-01 |  | B Class | Nos | Nos | I-Inventory | RM-Raw Material | RES 2W, 10K ,MFR ,5% | Raw Material | NA | RESISTOR |  | 85333990 | [11 empty] | 1 | 0 | 0 | 1 | [11 empty] | Yageo R oham Watts | [5 empty] | RSF2WSJB-73-10K(YAGEO) CFR02WJ0473A50(R OHM) WCFR2005K10(Watts) | RES-TH-291 | RES-XXTH-XXXX-291-01
IM01399 | Resistance 0.5mE; 5W; 5%; BVH Package; Part No.BVH-M-R0005-5.0 | RES-XXTH-XXXX-292-01 |  | B Class | Nos | Nos | I-Inventory | RM-Raw Material | Resistance 0.5mE; 5W; 5%; BVH Package; Part No.BVH-M-R0005-5.0 | Raw Material | NA | RESISTOR |  | 85333990 | [11 empty] | 1 | 0 | 0 | 1 | [11 empty] | Isabellenhutte | [5 empty] | BVH-M-R0005-5.0 | RES-TH-292 | RES-XXTH-XXXX-292-01
IM01400 | Transistor C547B;TO-92 Package | TRN-XXTH-XXXX-001-01 |  | B Class | Nos | Nos | I-Inventory | RM-Raw Material | Transistor C547B;TO-92 Package | Raw Material | NA | TRANSISTOR |  | 85322500 | [11 empty] | 1 | 0 | 0 | 1 | [11 empty] | 0 | [5 empty] | N/A | TRN-TH-001 | TRN-XXTH-XXXX-001-01
IM01401 | Transistor C557B;TO-92 Package | TRN-XXTH-XXXX-002-01 |  | B Class | Nos | Nos | I-Inventory | RM-Raw Material | Transistor C557B;TO-92 Package | Raw Material | NA | TRANSISTOR |  | 85322500 | [11 empty] | 1 | 0 | 0 | 1 | [11 empty] | 0 | [5 empty] | N/A | TRN-TH-002 | TRN-XXTH-XXXX-002-01
IM01402 | Transistor CN100;TO-92 Package | TRN-XXTH-XXXX-003-01 |  | B Class | Nos | Nos | I-Inventory | RM-Raw Material | Transistor CN100;TO-92 Package | Raw Material | NA | TRANSISTOR |  | 85322500 | [11 empty] | 1 | 0 | 0 | 1 | [11 empty] | 0 | [5 empty] | N/A | TRN-TH-003 | TRN-XXTH-XXXX-003-01
IM01403 | Transistor TIP122;TO-220 Package | TRN-XXTH-XXXX-004-01 |  | B Class | Nos | Nos | I-Inventory | RM-Raw Material | Transistor TIP122;TO-220 Package | Raw Material | NA | TRANSISTOR |  | 85322500 | [11 empty] | 1 | 0 | 0 | 1 | [11 empty] | 0 | [5 empty] | N/A | TRN-TH-004 | TRN-XXTH-XXXX-004-01
IM01404 | Transistor BC847B;SOT-23 Package | TRN-XXSM-XXXX-001-01 |  | B Class | Nos | Nos | I-Inventory | RM-Raw Material | Transistor BC847B;SOT-23 Package | Raw Material | NA | TRANSISTOR |  | 85322500 | [11 empty] | 1 | 0 | 0 | 1 | [11 empty] | NXP Diodes Incorporated Onsemi CDIL | [5 empty] | BC847B,215 (NXP) BC847B-7-F (Diodes Incorporated) BC847BLT1G (Onsemi) TBC847B (CDIL) | TRN-SM-001 | TRN-XXSM-XXXX-001-01
IM01405 | Transistor BC857B;SOT-23 Package | TRN-XXSM-XXXX-002-01 |  | B Class | Nos | Nos | I-Inventory | RM-Raw Material | Transistor BC857B;SOT-23 Package | Raw Material | NA | TRANSISTOR |  | 85322500 | [11 empty] | 1 | 0 | 0 | 1 | [11 empty] | NXP Diodes Incorporated Onsemi NXP | [5 empty] | BC857B,215 (NXP) BC857BT-7-F (Diodes Incorporated) BC857BLT1G (Onsemi) BC857C (NXP) | TRN-SM-002 | TRN-XXSM-XXXX-002-01
IM01406 | Transistor 80V,1Amp ,SOT-89 | TRN-XXSM-XXXX-003-01 |  | B Class | Nos | Nos | I-Inventory | RM-Raw Material | Transistor 80V,1Amp ,SOT-89 | Raw Material | NA | TRANSISTOR |  | 85322500 | [11 empty] | 1 | 0 | 0 | 1 | [11 empty] | Toshiba NXP/Diodes Incorporated | [5 empty] | 2SC6124 (Toshiba) BCX56-16 (NXP/Diodes Incorporated) | TRN-SM-003 | TRN-XXSM-XXXX-003-01
IM01407 | Transformer Sensing 400-0;23-0-23 | XMR-XXTH-XXXX-001-01 |  | B Class | Nos | Nos | I-Inventory | RM-Raw Material | Transformer Sensing 400-0;23-0-23 | Raw Material | NA | XMR |  | 85043200 | [11 empty] | 1 | 0 | 0 | 1 | [11 empty] | 0 | [5 empty] | N/A | XMR-TH-001 | XMR-XXTH-XXXX-001-01
IM01408 | Crystal 10MHz;H-49/U;+-(30PPM) | XTA-XXTH-XXXX-001-01 |  | B Class | Nos | Nos | I-Inventory | RM-Raw Material | Crystal 10MHz;H-49/U;+-(30PPM) | Raw Material | NA | CRYSTAL |  | 85366990 | [11 empty] | 1 | 0 | 0 | 1 | [11 empty] | Fronter(FT)/Geyer/Raltron/ Hong Kong | [5 empty] | N/A | XTA-TH-001 | XTA-XXTH-XXXX-001-01
IM01409 | Crystal PAD | XTA-XXTH-XXXX-002-01 |  | B Class | Nos | Nos | I-Inventory | RM-Raw Material | Crystal PAD | Raw Material | NA | CRYSTAL |  | 85322500 | [11 empty] | 1 | 0 | 0 | 1 | [11 empty] | 0 | [5 empty] | N/A | XTA-TH-002 | XTA-XXTH-XXXX-002-01
IM01410 | Resistance SMD 1mE; 6W; 1%; BVE Package | RES-XXSM-XXXX-001-01 |  | B Class | Nos | Nos | I-Inventory | RM-Raw Material | Resistance SMD 1mE; 6W; 1%; BVE Package | Raw Material | NA | RESISTOR |  | 85322500 | [11 empty] | 1 | 0 | 0 | 1 | [11 empty] | Isabellenhuette | [5 empty] | BVE-A-R001 (Isabellenhuette) | RES-SM-001 | RES-XXSM-XXXX-001-01
IM01411 | Resistance SMD 0.5mE; 6W; 1%; BVE Package | RES-XXSM-XXXX-002-01 |  | B Class | Nos | Nos | I-Inventory | RM-Raw Material | Resistance SMD 0.5mE; 6W; 1%; BVE Package | Raw Material | NA | RESISTOR |  | 85322500 | [11 empty] | 1 | 0 | 0 | 1 | [11 empty] | Isabellenhuette | [5 empty] | BVE-A-R0005 (Isabellenhuette) | RES-SM-002 | RES-XXSM-XXXX-002-01
IM01412 | Resistance 330mE,1%,2512 | RES-XXSM-XXXX-003-01 |  | B Class | Nos | Nos | I-Inventory | RM-Raw Material | Resistance 330mE,1%,2512 | Raw Material | NA | RESISTOR |  | 85322500 | [11 empty] | 1 | 0 | 0 | 1 | [11 empty] | VISHAY Yageo | [5 empty] | RCWL2512R330JNEA (VISHAY) RL2512JK-070R33L (Yageo) | RES-SM-003 | RES-XXSM-XXXX-003-01
IM01413 | RES 1/10W, 0E ,0603 ,1% | RES-XXSM-XXXX-004-01 |  | B Class | Nos | Nos | I-Inventory | RM-Raw Material | RES 1/10W, 0E ,0603 ,1% | Raw Material | NA | RESISTOR |  | 85322500 | [11 empty] | 1 | 0 | 0 | 1 | [11 empty] | Yageo R oham Watts | [5 empty] | RT0603FRE070EL (Yageo) 0603SAF0ET5E (R oham) CR03FTP0E (Watts) | RES-SM-004 | RES-XXSM-XXXX-004-01
IM01414 | RES 1/8W, 0E ,0805 ,1% | RES-XXSM-XXXX-005-01 |  | B Class | Nos | Nos | I-Inventory | RM-Raw Material | RES 1/8W, 0E ,0805 ,1% | Raw Material | NA | RESISTOR |  | 85322500 | [11 empty] | 1 | 0 | 0 | 1 | [11 empty] | Yageo R oham | [5 empty] | RC0805FR-070RL (YAGEO) 0805S800000T5E (R oham) | RES-SM-005 | RES-XXSM-XXXX-005-01
IM01415 | RES 1/4W, 0E ,1206 ,1% | RES-XXSM-XXXX-006-01 |  | B Class | Nos | Nos | I-Inventory | RM-Raw Material | RES 1/4W, 0E ,1206 ,1% | Raw Material | NA | RESISTOR |  | 85322500 | [11 empty] | 1 | 0 | 0 | 1 | [11 empty] | Yageo R oham Watts | [5 empty] | RC1206FR-070RL (Yageo) 1206S40000T5E (R oham) CR06FTP0E (Watts) | RES-SM-006 | RES-XXSM-XXXX-006-01
IM01416 | RES 1/10W, 1M ,0603 ,1% | RES-XXSM-XXXX-007-01 |  | B Class | Nos | Nos | I-Inventory | RM-Raw Material | RES 1/10W, 1M ,0603 ,1% | Raw Material | NA | RESISTOR |  | 85322500 | [11 empty] | 1 | 0 | 0 | 1 | [11 empty] | Yageo R oham Watts | [5 empty] | RC0603FR-071ML (Yageo) 0603SAF1004T5E (R oham) CR03FTP----1M (Watts) | RES-SM-007 | RES-XXSM-XXXX-007-01
IM01417 | RES 1/8W, 1M ,0805 ,1% | RES-XXSM-XXXX-008-01 |  | B Class | Nos | Nos | I-Inventory | RM-Raw Material | RES 1/8W, 1M ,0805 ,1% | Raw Material | NA | RESISTOR |  | 85322500 | [11 empty] | 1 | 0 | 0 | 1 | [11 empty] | Yageo R oham Watts | [5 empty] | RC0805FR-071ML (Yageo) 0805S8F0105T5E (R oham) CR05FTP105 (Watts) | RES-SM-008 | RES-XXSM-XXXX-008-01
IM01418 | RES 1/4W, 1M ,1206 ,1% | RES-XXSM-XXXX-009-01 |  | B Class | Nos | Nos | I-Inventory | RM-Raw Material | RES 1/4W, 1M ,1206 ,1% | Raw Material | NA | RESISTOR |  | 85322500 | [11 empty] | 1 | 0 | 0 | 1 | [11 empty] | 0 | [5 empty] | N/A | RES-SM-009 | RES-XXSM-XXXX-009-01
IM01419 | RES 1/8W, 14K ,0805 ,1% | RES-XXSM-XXXX-010-01 |  | B Class | Nos | Nos | I-Inventory | RM-Raw Material | RES 1/8W, 14K ,0805 ,1% | Raw Material | NA | RESISTOR |  | 85322500 | [11 empty] | 1 | 0 | 0 | 1 | [11 empty] | Yageo R oham Watts | [5 empty] | RC0805FR-0714KL (Yageo) 0805S8F1402T5E (R oham) CR05FTP--14K (Watts) | RES-SM-010 | RES-XXSM-XXXX-010-01
IM01420 | RES 1/10W, 1E ,0603 ,1% | RES-XXSM-XXXX-011-01 |  | B Class | Nos | Nos | I-Inventory | RM-Raw Material | RES 1/10W, 1E ,0603 ,1% | Raw Material | NA | RESISTOR |  | 85322500 | [11 empty] | 1 | 0 | 0 | 1 | [11 empty] | 0 | [5 empty] | N/A | RES-SM-011 | RES-XXSM-XXXX-011-01
IM01421 | RES 1/10W, 1E1 ,0603 ,1% | RES-XXSM-XXXX-012-01 |  | B Class | Nos | Nos | I-Inventory | RM-Raw Material | RES 1/10W, 1E1 ,0603 ,1% | Raw Material | NA | RESISTOR |  | 85322500 | [11 empty] | 1 | 0 | 0 | 1 | [11 empty] | 0 | [5 empty] | N/A | RES-SM-012 | RES-XXSM-XXXX-012-01
IM01422 | RES 1/10W, 1E2 ,0603 ,1% | RES-XXSM-XXXX-013-01 |  | B Class | Nos | Nos | I-Inventory | RM-Raw Material | RES 1/10W, 1E2 ,0603 ,1% | Raw Material | NA | RESISTOR |  | 85322500 | [11 empty] | 1 | 0 | 0 | 1 | [11 empty] | 0 | [5 empty] | N/A | RES-SM-013 | RES-XXSM-XXXX-013-01
IM01423 | RES 1/10W, 1E3 ,0603 ,1% | RES-XXSM-XXXX-014-01 |  | B Class | Nos | Nos | I-Inventory | RM-Raw Material | RES 1/10W, 1E3 ,0603 ,1% | Raw Material | NA | RESISTOR |  | 85322500 | [11 empty] | 1 | 0 | 0 | 1 | [11 empty] | 0 | [5 empty] | N/A | RES-SM-014 | RES-XXSM-XXXX-014-01
IM01424 | RES 1/10W, 1E5 ,0603 ,1% | RES-XXSM-XXXX-015-01 |  | B Class | Nos | Nos | I-Inventory | RM-Raw Material | RES 1/10W, 1E5 ,0603 ,1% | Raw Material | NA | RESISTOR |  | 85322500 | [11 empty] | 1 | 0 | 0 | 1 | [11 empty] | 0 | [5 empty] | N/A | RES-SM-015 | RES-XXSM-XXXX-015-01
IM01425 | RES 1/10W, 1E6 ,0603 ,1% | RES-XXSM-XXXX-016-01 |  | B Class | Nos | Nos | I-Inventory | RM-Raw Material | RES 1/10W, 1E6 ,0603 ,1% | Raw Material | NA | RESISTOR |  | 85322500 | [11 empty] | 1 | 0 | 0 | 1 | [11 empty] | 0 | [5 empty] | N/A | RES-SM-016 | RES-XXSM-XXXX-016-01
IM01426 | RES 1/10W, 1E8 ,0603 ,1% | RES-XXSM-XXXX-017-01 |  | B Class | Nos | Nos | I-Inventory | RM-Raw Material | RES 1/10W, 1E8 ,0603 ,1% | Raw Material | NA | RESISTOR |  | 85322500 | [11 empty] | 1 | 0 | 0 | 1 | [11 empty] | 0 | [5 empty] | N/A | RES-SM-017 | RES-XXSM-XXXX-017-01
IM01427 | RES 1/10W, 2E ,0603 ,1% | RES-XXSM-XXXX-018-01 |  | B Class | Nos | Nos | I-Inventory | RM-Raw Material | RES 1/10W, 2E ,0603 ,1% | Raw Material | NA | RESISTOR |  | 85322500 | [11 empty] | 1 | 0 | 0 | 1 | [11 empty] | 0 | [5 empty] | N/A | RES-SM-018 | RES-XXSM-XXXX-018-01
IM01428 | RES 1/10W, 2E2 ,0603 ,1% | RES-XXSM-XXXX-019-01 |  | B Class | Nos | Nos | I-Inventory | RM-Raw Material | RES 1/10W, 2E2 ,0603 ,1% | Raw Material | NA | RESISTOR |  | 85322500 | [11 empty] | 1 | 0 | 0 | 1 | [11 empty] | 0 | [5 empty] | N/A | RES-SM-019 | RES-XXSM-XXXX-019-01
IM01429 | RES 1/10W, 2E4 ,0603 ,1% | RES-XXSM-XXXX-020-01 |  | B Class | Nos | Nos | I-Inventory | RM-Raw Material | RES 1/10W, 2E4 ,0603 ,1% | Raw Material | NA | RESISTOR |  | 85322500 | [11 empty] | 1 | 0 | 0 | 1 | [11 empty] | 0 | [5 empty] | N/A | RES-SM-020 | RES-XXSM-XXXX-020-01
IM01430 | RES 1/10W, 2E7 ,0603 ,1% | RES-XXSM-XXXX-021-01 |  | B Class | Nos | Nos | I-Inventory | RM-Raw Material | RES 1/10W, 2E7 ,0603 ,1% | Raw Material | NA | RESISTOR |  | 85322500 | [11 empty] | 1 | 0 | 0 | 1 | [11 empty] | 0 | [5 empty] | N/A | RES-SM-021 | RES-XXSM-XXXX-021-01
IM01431 | RES 1/10W, 3E ,0603 ,1% | RES-XXSM-XXXX-022-01 |  | B Class | Nos | Nos | I-Inventory | RM-Raw Material | RES 1/10W, 3E ,0603 ,1% | Raw Material | NA | RESISTOR |  | 85322500 | [11 empty] | 1 | 0 | 0 | 1 | [11 empty] | 0 | [5 empty] | N/A | RES-SM-022 | RES-XXSM-XXXX-022-01
IM01432 | RES 1/10W, 3E3 ,0603 ,1% | RES-XXSM-XXXX-023-01 |  | B Class | Nos | Nos | I-Inventory | RM-Raw Material | RES 1/10W, 3E3 ,0603 ,1% | Raw Material | NA | RESISTOR |  | 85322500 | [11 empty] | 1 | 0 | 0 | 1 | [11 empty] | 0 | [5 empty] | N/A | RES-SM-023 | RES-XXSM-XXXX-023-01
IM01433 | RES 1/10W, 3E6 ,0603 ,1% | RES-XXSM-XXXX-024-01 |  | B Class | Nos | Nos | I-Inventory | RM-Raw Material | RES 1/10W, 3E6 ,0603 ,1% | Raw Material | NA | RESISTOR |  | 85322500 | [11 empty] | 1 | 0 | 0 | 1 | [11 empty] | 0 | [5 empty] | N/A | RES-SM-024 | RES-XXSM-XXXX-024-01
IM01434 | RES 1/10W, 3E9 ,0603 ,1% | RES-XXSM-XXXX-025-01 |  | B Class | Nos | Nos | I-Inventory | RM-Raw Material | RES 1/10W, 3E9 ,0603 ,1% | Raw Material | NA | RESISTOR |  | 85322500 | [11 empty] | 1 | 0 | 0 | 1 | [11 empty] | 0 | [5 empty] | N/A | RES-SM-025 | RES-XXSM-XXXX-025-01
IM01435 | RES 1/10W, 4E3 ,0603 ,1% | RES-XXSM-XXXX-026-01 |  | B Class | Nos | Nos | I-Inventory | RM-Raw Material | RES 1/10W, 4E3 ,0603 ,1% | Raw Material | NA | RESISTOR |  | 85322500 | [11 empty] | 1 | 0 | 0 | 1 | [11 empty] | 0 | [5 empty] | N/A | RES-SM-026 | RES-XXSM-XXXX-026-01
IM01436 | RES 1/10W, 4E7 ,0603 ,1% | RES-XXSM-XXXX-027-01 |  | B Class | Nos | Nos | I-Inventory | RM-Raw Material | RES 1/10W, 4E7 ,0603 ,1% | Raw Material | NA | RESISTOR |  | 85322500 | [11 empty] | 1 | 0 | 0 | 1 | [11 empty] | Yageo R oham Watts | [5 empty] | RC0603FR-074R7L (Yageo) 0603SAF470KT5E (R oham) CR03FTP---4R7 (Watts) | RES-SM-027 | RES-XXSM-XXXX-027-01
IM01437 | RES 1/10W, 5E1 ,0603 ,1% | RES-XXSM-XXXX-028-01 |  | B Class | Nos | Nos | I-Inventory | RM-Raw Material | RES 1/10W, 5E1 ,0603 ,1% | Raw Material | NA | RESISTOR |  | 85322500 | [11 empty] | 1 | 0 | 0 | 1 | [11 empty] | 0 | [5 empty] | N/A | RES-SM-028 | RES-XXSM-XXXX-028-01
IM01438 | RES 1/10W, 5E6 ,0603 ,1% | RES-XXSM-XXXX-029-01 |  | B Class | Nos | Nos | I-Inventory | RM-Raw Material | RES 1/10W, 5E6 ,0603 ,1% | Raw Material | NA | RESISTOR |  | 85322500 | [11 empty] | 1 | 0 | 0 | 1 | [11 empty] | 0 | [5 empty] | N/A | RES-SM-029 | RES-XXSM-XXXX-029-01
IM01439 | RES 1/10W, 6E2 ,0603 ,1% | RES-XXSM-XXXX-030-01 |  | B Class | Nos | Nos | I-Inventory | RM-Raw Material | RES 1/10W, 6E2 ,0603 ,1% | Raw Material | NA | RESISTOR |  | 85322500 | [11 empty] | 1 | 0 | 0 | 1 | [11 empty] | 0 | [5 empty] | N/A | RES-SM-030 | RES-XXSM-XXXX-030-01
IM01440 | RES 1/10W, 6E8 ,0603 ,1% | RES-XXSM-XXXX-031-01 |  | B Class | Nos | Nos | I-Inventory | RM-Raw Material | RES 1/10W, 6E8 ,0603 ,1% | Raw Material | NA | RESISTOR |  | 85322500 | [11 empty] | 1 | 0 | 0 | 1 | [11 empty] | 0 | [5 empty] | N/A | RES-SM-031 | RES-XXSM-XXXX-031-01
IM01441 | RES 1/10W, 7E5 ,0603 ,1% | RES-XXSM-XXXX-032-01 |  | B Class | Nos | Nos | I-Inventory | RM-Raw Material | RES 1/10W, 7E5 ,0603 ,1% | Raw Material | NA | RESISTOR |  | 85322500 | [11 empty] | 1 | 0 | 0 | 1 | [11 empty] | 0 | [5 empty] | N/A | RES-SM-032 | RES-XXSM-XXXX-032-01
IM01442 | RES 1/10W, 8E2 ,0603 ,1% | RES-XXSM-XXXX-033-01 |  | B Class | Nos | Nos | I-Inventory | RM-Raw Material | RES 1/10W, 8E2 ,0603 ,1% | Raw Material | NA | RESISTOR |  | 85322500 | [11 empty] | 1 | 0 | 0 | 1 | [11 empty] | 0 | [5 empty] | N/A | RES-SM-033 | RES-XXSM-XXXX-033-01
IM01443 | RES 1/10W, 9E1 ,0603 ,1% | RES-XXSM-XXXX-034-01 |  | B Class | Nos | Nos | I-Inventory | RM-Raw Material | RES 1/10W, 9E1 ,0603 ,1% | Raw Material | NA | RESISTOR |  | 85322500 | [11 empty] | 1 | 0 | 0 | 1 | [11 empty] | 0 | [5 empty] | N/A | RES-SM-034 | RES-XXSM-XXXX-034-01
IM01444 | RES 1/10W, 10E ,0603 ,1% | RES-XXSM-XXXX-035-01 |  | B Class | Nos | Nos | I-Inventory | RM-Raw Material | RES 1/10W, 10E ,0603 ,1% | Raw Material | NA | RESISTOR |  | 85322500 | [11 empty] | 1 | 0 | 0 | 1 | [11 empty] | Yageo R oham Watts | [5 empty] | RC0603FR-0710RL (Yageo) 0603SAF100JT5E (R oham) CR03FTP---10R (Watts) | RES-SM-035 | RES-XXSM-XXXX-035-01
IM01445 | RES 1/10W, 11E ,0603 ,1% | RES-XXSM-XXXX-036-01 |  | B Class | Nos | Nos | I-Inventory | RM-Raw Material | RES 1/10W, 11E ,0603 ,1% | Raw Material | NA | RESISTOR |  | 85322500 | [11 empty] | 1 | 0 | 0 | 1 | [11 empty] | 0 | [5 empty] | N/A | RES-SM-036 | RES-XXSM-XXXX-036-01
IM01446 | RES 1/10W, 12E ,0603 ,1% | RES-XXSM-XXXX-037-01 |  | B Class | Nos | Nos | I-Inventory | RM-Raw Material | RES 1/10W, 12E ,0603 ,1% | Raw Material | NA | RESISTOR |  | 85322500 | [11 empty] | 1 | 0 | 0 | 1 | [11 empty] | 0 | [5 empty] | N/A | RES-SM-037 | RES-XXSM-XXXX-037-01
IM01447 | RES 1/10W, 13E ,0603 ,1% | RES-XXSM-XXXX-038-01 |  | B Class | Nos | Nos | I-Inventory | RM-Raw Material | RES 1/10W, 13E ,0603 ,1% | Raw Material | NA | RESISTOR |  | 85322500 | [11 empty] | 1 | 0 | 0 | 1 | [11 empty] | 0 | [5 empty] | N/A | RES-SM-038 | RES-XXSM-XXXX-038-01
IM01448 | RES 1/10W, 15E ,0603 ,1% | RES-XXSM-XXXX-039-01 |  | B Class | Nos | Nos | I-Inventory | RM-Raw Material | RES 1/10W, 15E ,0603 ,1% | Raw Material | NA | RESISTOR |  | 85322500 | [11 empty] | 1 | 0 | 0 | 1 | [11 empty] | 0 | [5 empty] | N/A | RES-SM-039 | RES-XXSM-XXXX-039-01
IM01449 | RES 1/10W, 16E ,0603 ,1% | RES-XXSM-XXXX-040-01 |  | B Class | Nos | Nos | I-Inventory | RM-Raw Material | RES 1/10W, 16E ,0603 ,1% | Raw Material | NA | RESISTOR |  | 85322500 | [11 empty] | 1 | 0 | 0 | 1 | [11 empty] | 0 | [5 empty] | N/A | RES-SM-040 | RES-XXSM-XXXX-040-01
IM01450 | RES 1/10W, 18E ,0603 ,1% | RES-XXSM-XXXX-041-01 |  | B Class | Nos | Nos | I-Inventory | RM-Raw Material | RES 1/10W, 18E ,0603 ,1% | Raw Material | NA | RESISTOR |  | 85322500 | [11 empty] | 1 | 0 | 0 | 1 | [11 empty] | 0 | [5 empty] | N/A | RES-SM-041 | RES-XXSM-XXXX-041-01
IM01451 | RES 1/10W, 20E ,0603 ,1% | RES-XXSM-XXXX-042-01 |  | B Class | Nos | Nos | I-Inventory | RM-Raw Material | RES 1/10W, 20E ,0603 ,1% | Raw Material | NA | RESISTOR |  | 85322500 | [11 empty] | 1 | 0 | 0 | 1 | [11 empty] | 0 | [5 empty] | N/A | RES-SM-042 | RES-XXSM-XXXX-042-01
IM01452 | RES 1/10W, 22E ,0603 ,1% | RES-XXSM-XXXX-043-01 |  | B Class | Nos | Nos | I-Inventory | RM-Raw Material | RES 1/10W, 22E ,0603 ,1% | Raw Material | NA | RESISTOR |  | 85322500 | [11 empty] | 1 | 0 | 0 | 1 | [11 empty] | 0 | [5 empty] | N/A | RES-SM-043 | RES-XXSM-XXXX-043-01
IM01453 | RES 1/10W, 24E ,0603 ,1% | RES-XXSM-XXXX-044-01 |  | B Class | Nos | Nos | I-Inventory | RM-Raw Material | RES 1/10W, 24E ,0603 ,1% | Raw Material | NA | RESISTOR |  | 85322500 | [11 empty] | 1 | 0 | 0 | 1 | [11 empty] | 0 | [5 empty] | N/A | RES-SM-044 | RES-XXSM-XXXX-044-01
IM01454 | RES 1/10W, 27E ,0603 ,1% | RES-XXSM-XXXX-045-01 |  | B Class | Nos | Nos | I-Inventory | RM-Raw Material | RES 1/10W, 27E ,0603 ,1% | Raw Material | NA | RESISTOR |  | 85322500 | [11 empty] | 1 | 0 | 0 | 1 | [11 empty] | 0 | [5 empty] | N/A | RES-SM-045 | RES-XXSM-XXXX-045-01
IM01455 | RES 1/10W, 30E ,0603 ,1% | RES-XXSM-XXXX-046-01 |  | B Class | Nos | Nos | I-Inventory | RM-Raw Material | RES 1/10W, 30E ,0603 ,1% | Raw Material | NA | RESISTOR |  | 85322500 | [11 empty] | 1 | 0 | 0 | 1 | [11 empty] | 0 | [5 empty] | N/A | RES-SM-046 | RES-XXSM-XXXX-046-01
IM01456 | RES 1/10W, 33E ,0603 ,1% | RES-XXSM-XXXX-047-01 |  | B Class | Nos | Nos | I-Inventory | RM-Raw Material | RES 1/10W, 33E ,0603 ,1% | Raw Material | NA | RESISTOR |  | 85322500 | [11 empty] | 1 | 0 | 0 | 1 | [11 empty] | 0 | [5 empty] | N/A | RES-SM-047 | RES-XXSM-XXXX-047-01
IM01457 | RES 1/10W, 36E ,0603 ,1% | RES-XXSM-XXXX-048-01 |  | B Class | Nos | Nos | I-Inventory | RM-Raw Material | RES 1/10W, 36E ,0603 ,1% | Raw Material | NA | RESISTOR |  | 85322500 | [11 empty] | 1 | 0 | 0 | 1 | [11 empty] | 0 | [5 empty] | N/A | RES-SM-048 | RES-XXSM-XXXX-048-01
IM01458 | RES 1/10W, 39E ,0603 ,1% | RES-XXSM-XXXX-049-01 |  | B Class | Nos | Nos | I-Inventory | RM-Raw Material | RES 1/10W, 39E ,0603 ,1% | Raw Material | NA | RESISTOR |  | 85322500 | [11 empty] | 1 | 0 | 0 | 1 | [11 empty] | 0 | [5 empty] | N/A | RES-SM-049 | RES-XXSM-XXXX-049-01
IM01459 | RES 1/10W, 43E ,0603 ,1% | RES-XXSM-XXXX-050-01 |  | B Class | Nos | Nos | I-Inventory | RM-Raw Material | RES 1/10W, 43E ,0603 ,1% | Raw Material | NA | RESISTOR |  | 85322500 | [11 empty] | 1 | 0 | 0 | 1 | [11 empty] | 0 | [5 empty] | N/A | RES-SM-050 | RES-XXSM-XXXX-050-01
IM01460 | RES 1/10W, 47E ,0603 ,1% | RES-XXSM-XXXX-051-01 |  | B Class | Nos | Nos | I-Inventory | RM-Raw Material | RES 1/10W, 47E ,0603 ,1% | Raw Material | NA | RESISTOR |  | 85322500 | [11 empty] | 1 | 0 | 0 | 1 | [11 empty] | 0 | [5 empty] | N/A | RES-SM-051 | RES-XXSM-XXXX-051-01
IM01461 | RES 1/10W, 51E ,0603 ,1% | RES-XXSM-XXXX-052-01 |  | B Class | Nos | Nos | I-Inventory | RM-Raw Material | RES 1/10W, 51E ,0603 ,1% | Raw Material | NA | RESISTOR |  | 85322500 | [11 empty] | 1 | 0 | 0 | 1 | [11 empty] | 0 | [5 empty] | N/A | RES-SM-052 | RES-XXSM-XXXX-052-01
IM01462 | RES 1/10W, 56E ,0603 ,1% | RES-XXSM-XXXX-053-01 |  | B Class | Nos | Nos | I-Inventory | RM-Raw Material | RES 1/10W, 56E ,0603 ,1% | Raw Material | NA | RESISTOR |  | 85322500 | [11 empty] | 1 | 0 | 0 | 1 | [11 empty] | 0 | [5 empty] | N/A | RES-SM-053 | RES-XXSM-XXXX-053-01
IM01463 | RES 1/10W, 62E ,0603 ,1% | RES-XXSM-XXXX-054-01 |  | B Class | Nos | Nos | I-Inventory | RM-Raw Material | RES 1/10W, 62E ,0603 ,1% | Raw Material | NA | RESISTOR |  | 85322500 | [11 empty] | 1 | 0 | 0 | 1 | [11 empty] | 0 | [5 empty] | N/A | RES-SM-054 | RES-XXSM-XXXX-054-01
IM01464 | RES 1/10W, 68E ,0603 ,1% | RES-XXSM-XXXX-055-01 |  | B Class | Nos | Nos | I-Inventory | RM-Raw Material | RES 1/10W, 68E ,0603 ,1% | Raw Material | NA | RESISTOR |  | 85322500 | [11 empty] | 1 | 0 | 0 | 1 | [11 empty] | 0 | [5 empty] | N/A | RES-SM-055 | RES-XXSM-XXXX-055-01
IM01465 | RES 1/10W, 75E ,0603 ,1% | RES-XXSM-XXXX-056-01 |  | B Class | Nos | Nos | I-Inventory | RM-Raw Material | RES 1/10W, 75E ,0603 ,1% | Raw Material | NA | RESISTOR |  | 85322500 | [11 empty] | 1 | 0 | 0 | 1 | [11 empty] | 0 | [5 empty] | N/A | RES-SM-056 | RES-XXSM-XXXX-056-01
IM01466 | RES 1/10W, 82E ,0603 ,1% | RES-XXSM-XXXX-057-01 |  | B Class | Nos | Nos | I-Inventory | RM-Raw Material | RES 1/10W, 82E ,0603 ,1% | Raw Material | NA | RESISTOR |  | 85322500 | [11 empty] | 1 | 0 | 0 | 1 | [11 empty] | 0 | [5 empty] | N/A | RES-SM-057 | RES-XXSM-XXXX-057-01
IM01467 | RES 1/10W, 91E ,0603 ,1% | RES-XXSM-XXXX-058-01 |  | B Class | Nos | Nos | I-Inventory | RM-Raw Material | RES 1/10W, 91E ,0603 ,1% | Raw Material | NA | RESISTOR |  | 85322500 | [11 empty] | 1 | 0 | 0 | 1 | [11 empty] | 0 | [5 empty] | N/A | RES-SM-058 | RES-XXSM-XXXX-058-01
IM01468 | RES 1/10W, 100E ,0603 ,1% | RES-XXSM-XXXX-059-01 |  | B Class | Nos | Nos | I-Inventory | RM-Raw Material | RES 1/10W, 100E ,0603 ,1% | Raw Material | NA | RESISTOR |  | 85322500 | [11 empty] | 1 | 0 | 0 | 1 | [11 empty] | 0 | [5 empty] | N/A | RES-SM-059 | RES-XXSM-XXXX-059-01
IM01469 | RES 1/10W, 110E ,0603 ,1% | RES-XXSM-XXXX-060-01 |  | B Class | Nos | Nos | I-Inventory | RM-Raw Material | RES 1/10W, 110E ,0603 ,1% | Raw Material | NA | RESISTOR |  | 85322500 | [11 empty] | 1 | 0 | 0 | 1 | [11 empty] | 0 | [5 empty] | N/A | RES-SM-060 | RES-XXSM-XXXX-060-01
IM01470 | RES 1/10W, 120E ,0603 ,1% | RES-XXSM-XXXX-061-01 |  | B Class | Nos | Nos | I-Inventory | RM-Raw Material | RES 1/10W, 120E ,0603 ,1% | Raw Material | NA | RESISTOR |  | 85322500 | [11 empty] | 1 | 0 | 0 | 1 | [11 empty] | 0 | [5 empty] | N/A | RES-SM-061 | RES-XXSM-XXXX-061-01
IM01471 | RES 1/10W, 130E ,0603 ,1% | RES-XXSM-XXXX-062-01 |  | B Class | Nos | Nos | I-Inventory | RM-Raw Material | RES 1/10W, 130E ,0603 ,1% | Raw Material | NA | RESISTOR |  | 85322500 | [11 empty] | 1 | 0 | 0 | 1 | [11 empty] | 0 | [5 empty] | N/A | RES-SM-062 | RES-XXSM-XXXX-062-01
IM01472 | RES 1/10W, 150E ,0603 ,1% | RES-XXSM-XXXX-063-01 |  | B Class | Nos | Nos | I-Inventory | RM-Raw Material | RES 1/10W, 150E ,0603 ,1% | Raw Material | NA | RESISTOR |  | 85322500 | [11 empty] | 1 | 0 | 0 | 1 | [11 empty] | 0 | [5 empty] | N/A | RES-SM-063 | RES-XXSM-XXXX-063-01
IM01473 | RES 1/10W, 160E ,0603 ,1% | RES-XXSM-XXXX-064-01 |  | B Class | Nos | Nos | I-Inventory | RM-Raw Material | RES 1/10W, 160E ,0603 ,1% | Raw Material | NA | RESISTOR |  | 85322500 | [11 empty] | 1 | 0 | 0 | 1 | [11 empty] | 0 | [5 empty] | N/A | RES-SM-064 | RES-XXSM-XXXX-064-01
IM01474 | RES 1/10W, 180E ,0603 ,1% | RES-XXSM-XXXX-065-01 |  | B Class | Nos | Nos | I-Inventory | RM-Raw Material | RES 1/10W, 180E ,0603 ,1% | Raw Material | NA | RESISTOR |  | 85322500 | [11 empty] | 1 | 0 | 0 | 1 | [11 empty] | 0 | [5 empty] | N/A | RES-SM-065 | RES-XXSM-XXXX-065-01
IM01475 | RES 1/10W, 200E ,0603 ,1% | RES-XXSM-XXXX-066-01 |  | B Class | Nos | Nos | I-Inventory | RM-Raw Material | RES 1/10W, 200E ,0603 ,1% | Raw Material | NA | RESISTOR |  | 85322500 | [11 empty] | 1 | 0 | 0 | 1 | [11 empty] | 0 | [5 empty] | N/A | RES-SM-066 | RES-XXSM-XXXX-066-01
IM01476 | RES 1/10W, 220E ,0603 ,1% | RES-XXSM-XXXX-067-01 |  | B Class | Nos | Nos | I-Inventory | RM-Raw Material | RES 1/10W, 220E ,0603 ,1% | Raw Material | NA | RESISTOR |  | 85322500 | [11 empty] | 1 | 0 | 0 | 1 | [11 empty] | 0 | [5 empty] | N/A | RES-SM-067 | RES-XXSM-XXXX-067-01
IM01477 | RES 1/10W, 240E ,0603 ,1% | RES-XXSM-XXXX-068-01 |  | B Class | Nos | Nos | I-Inventory | RM-Raw Material | RES 1/10W, 240E ,0603 ,1% | Raw Material | NA | RESISTOR |  | 85322500 | [11 empty] | 1 | 0 | 0 | 1 | [11 empty] | 0 | [5 empty] | N/A | RES-SM-068 | RES-XXSM-XXXX-068-01
IM01478 | RES 1/10W, 270E ,0603 ,1% | RES-XXSM-XXXX-069-01 |  | B Class | Nos | Nos | I-Inventory | RM-Raw Material | RES 1/10W, 270E ,0603 ,1% | Raw Material | NA | RESISTOR |  | 85322500 | [11 empty] | 1 | 0 | 0 | 1 | [11 empty] | 0 | [5 empty] | N/A | RES-SM-069 | RES-XXSM-XXXX-069-01
IM01479 | RES 1/10W, 300E ,0603 ,1% | RES-XXSM-XXXX-070-01 |  | B Class | Nos | Nos | I-Inventory | RM-Raw Material | RES 1/10W, 300E ,0603 ,1% | Raw Material | NA | RESISTOR |  | 85322500 | [11 empty] | 1 | 0 | 0 | 1 | [11 empty] | 0 | [5 empty] | N/A | RES-SM-070 | RES-XXSM-XXXX-070-01
IM01480 | RES 1/10W, 330E ,0603 ,1% | RES-XXSM-XXXX-071-01 |  | B Class | Nos | Nos | I-Inventory | RM-Raw Material | RES 1/10W, 330E ,0603 ,1% | Raw Material | NA | RESISTOR |  | 85322500 | [11 empty] | 1 | 0 | 0 | 1 | [11 empty] | Yageo R oham Watts | [5 empty] | RC0603FR-07330RL (Yageo) 0603SAF3300T5E (R oham) CR03FTP3300 (Watts) | RES-SM-071 | RES-XXSM-XXXX-071-01
IM01481 | RES 1/10W, 360E ,0603 ,1% | RES-XXSM-XXXX-072-01 |  | B Class | Nos | Nos | I-Inventory | RM-Raw Material | RES 1/10W, 360E ,0603 ,1% | Raw Material | NA | RESISTOR |  | 85322500 | [11 empty] | 1 | 0 | 0 | 1 | [11 empty] | 0 | [5 empty] | N/A | RES-SM-072 | RES-XXSM-XXXX-072-01
IM01482 | RES 1/10W, 390E ,0603 ,1% | RES-XXSM-XXXX-073-01 |  | B Class | Nos | Nos | I-Inventory | RM-Raw Material | RES 1/10W, 390E ,0603 ,1% | Raw Material | NA | RESISTOR |  | 85322500 | [11 empty] | 1 | 0 | 0 | 1 | [11 empty] | 0 | [5 empty] | N/A | RES-SM-073 | RES-XXSM-XXXX-073-01
IM01483 | RES 1/10W, 430E ,0603 ,1% | RES-XXSM-XXXX-074-01 |  | B Class | Nos | Nos | I-Inventory | RM-Raw Material | RES 1/10W, 430E ,0603 ,1% | Raw Material | NA | RESISTOR |  | 85322500 | [11 empty] | 1 | 0 | 0 | 1 | [11 empty] | 0 | [5 empty] | N/A | RES-SM-074 | RES-XXSM-XXXX-074-01
IM01484 | RES 1/10W, 470E ,0603 ,1% | RES-XXSM-XXXX-075-01 |  | B Class | Nos | Nos | I-Inventory | RM-Raw Material | RES 1/10W, 470E ,0603 ,1% | Raw Material | NA | RESISTOR |  | 85322500 | [11 empty] | 1 | 0 | 0 | 1 | [11 empty] | Yageo R oham Watts | [5 empty] | RC0603FR-07470RL (Yageo) 0603SAF4700T5E (R oham) CR03FTP--470R (Watts) | RES-SM-075 | RES-XXSM-XXXX-075-01
IM01485 | RES 1/10W, 510E ,0603 ,1% | RES-XXSM-XXXX-076-01 |  | B Class | Nos | Nos | I-Inventory | RM-Raw Material | RES 1/10W, 510E ,0603 ,1% | Raw Material | NA | RESISTOR |  | 85322500 | [11 empty] | 1 | 0 | 0 | 1 | [11 empty] | 0 | [5 empty] | N/A | RES-SM-076 | RES-XXSM-XXXX-076-01
IM01486 | RES 1/10W, 560E ,0603 ,1% | RES-XXSM-XXXX-077-01 |  | B Class | Nos | Nos | I-Inventory | RM-Raw Material | RES 1/10W, 560E ,0603 ,1% | Raw Material | NA | RESISTOR |  | 85322500 | [11 empty] | 1 | 0 | 0 | 1 | [11 empty] | Yageo R oham Watts | [5 empty] | RC0603FR-07560RL (Yageo) 0603SAF5600T5E (R oham) CR03FTP--560R (Watts) | RES-SM-077 | RES-XXSM-XXXX-077-01
IM01487 | RES 1/10W, 620E ,0603 ,1% | RES-XXSM-XXXX-078-01 |  | B Class | Nos | Nos | I-Inventory | RM-Raw Material | RES 1/10W, 620E ,0603 ,1% | Raw Material | NA | RESISTOR |  | 85322500 | [11 empty] | 1 | 0 | 0 | 1 | [11 empty] | 0 | [5 empty] | N/A | RES-SM-078 | RES-XXSM-XXXX-078-01
IM01488 | RES 1/10W, 680E ,0603 ,1% | RES-XXSM-XXXX-079-01 |  | B Class | Nos | Nos | I-Inventory | RM-Raw Material | RES 1/10W, 680E ,0603 ,1% | Raw Material | NA | RESISTOR |  | 85322500 | [11 empty] | 1 | 0 | 0 | 1 | [11 empty] | Yageo R oham Watts | [5 empty] | RC0603FR-07680RL (Yageo) 0603SAF6800T5E (R oham) CR03FTP--680R (Watts) | RES-SM-079 | RES-XXSM-XXXX-079-01
IM01489 | RES 1/10W, 750E ,0603 ,1% | RES-XXSM-XXXX-080-01 |  | B Class | Nos | Nos | I-Inventory | RM-Raw Material | RES 1/10W, 750E ,0603 ,1% | Raw Material | NA | RESISTOR |  | 85322500 | [11 empty] | 1 | 0 | 0 | 1 | [11 empty] | 0 | [5 empty] | N/A | RES-SM-080 | RES-XXSM-XXXX-080-01
IM01490 | RES 1/10W, 820E ,0603 ,1% | RES-XXSM-XXXX-081-01 |  | B Class | Nos | Nos | I-Inventory | RM-Raw Material | RES 1/10W, 820E ,0603 ,1% | Raw Material | NA | RESISTOR |  | 85322500 | [11 empty] | 1 | 0 | 0 | 1 | [11 empty] | 0 | [5 empty] | N/A | RES-SM-081 | RES-XXSM-XXXX-081-01
IM01491 | RES 1/10W, 910E ,0603 ,1% | RES-XXSM-XXXX-082-01 |  | B Class | Nos | Nos | I-Inventory | RM-Raw Material | RES 1/10W, 910E ,0603 ,1% | Raw Material | NA | RESISTOR |  | 85322500 | [11 empty] | 1 | 0 | 0 | 1 | [11 empty] | 0 | [5 empty] | N/A | RES-SM-082 | RES-XXSM-XXXX-082-01
IM01492 | RES 1/10W, 1K ,0603 ,1% | RES-XXSM-XXXX-083-01 |  | B Class | Nos | Nos | I-Inventory | RM-Raw Material | RES 1/10W, 1K ,0603 ,1% | Raw Material | NA | RESISTOR |  | 85322500 | [11 empty] | 1 | 0 | 0 | 1 | [11 empty] | Yageo R oham Watts | [5 empty] | RC0603FR-071KL (Yageo) 0603SAF1001T5E (R oham) CR03FTP----1K (Watts) | RES-SM-083 | RES-XXSM-XXXX-083-01
IM01493 | RES 1/10W, 1K1 ,0603 ,1% | RES-XXSM-XXXX-084-01 |  | B Class | Nos | Nos | I-Inventory | RM-Raw Material | RES 1/10W, 1K1 ,0603 ,1% | Raw Material | NA | RESISTOR |  | 85322500 | [11 empty] | 1 | 0 | 0 | 1 | [11 empty] | 0 | [5 empty] | N/A | RES-SM-084 | RES-XXSM-XXXX-084-01
IM01494 | RES 1/10W, 1K2 ,0603 ,1% | RES-XXSM-XXXX-085-01 |  | B Class | Nos | Nos | I-Inventory | RM-Raw Material | RES 1/10W, 1K2 ,0603 ,1% | Raw Material | NA | RESISTOR |  | 85322500 | [11 empty] | 1 | 0 | 0 | 1 | [11 empty] | 0 | [5 empty] | N/A | RES-SM-085 | RES-XXSM-XXXX-085-01
IM01495 | RES 1/10W, 1K3 ,0603 ,1% | RES-XXSM-XXXX-086-01 |  | B Class | Nos | Nos | I-Inventory | RM-Raw Material | RES 1/10W, 1K3 ,0603 ,1% | Raw Material | NA | RESISTOR |  | 85322500 | [11 empty] | 1 | 0 | 0 | 1 | [11 empty] | 0 | [5 empty] | N/A | RES-SM-086 | RES-XXSM-XXXX-086-01
IM01496 | RES 1/10W, 1K5 ,0603 ,1% | RES-XXSM-XXXX-087-01 |  | B Class | Nos | Nos | I-Inventory | RM-Raw Material | RES 1/10W, 1K5 ,0603 ,1% | Raw Material | NA | RESISTOR |  | 85322500 | [11 empty] | 1 | 0 | 0 | 1 | [11 empty] | 0 | [5 empty] | N/A | RES-SM-087 | RES-XXSM-XXXX-087-01
IM01497 | RES 1/10W, 1K6 ,0603 ,1% | RES-XXSM-XXXX-088-01 |  | B Class | Nos | Nos | I-Inventory | RM-Raw Material | RES 1/10W, 1K6 ,0603 ,1% | Raw Material | NA | RESISTOR |  | 85322500 | [11 empty] | 1 | 0 | 0 | 1 | [11 empty] | 0 | [5 empty] | N/A | RES-SM-088 | RES-XXSM-XXXX-088-01
IM01498 | RES 1/10W, 1K8 ,0603 ,1% | RES-XXSM-XXXX-089-01 |  | B Class | Nos | Nos | I-Inventory | RM-Raw Material | RES 1/10W, 1K8 ,0603 ,1% | Raw Material | NA | RESISTOR |  | 85322500 | [11 empty] | 1 | 0 | 0 | 1 | [11 empty] | 0 | [5 empty] | N/A | RES-SM-089 | RES-XXSM-XXXX-089-01
IM01499 | RES 1/10W, 2K ,0603 ,1% | RES-XXSM-XXXX-090-01 |  | B Class | Nos | Nos | I-Inventory | RM-Raw Material | RES 1/10W, 2K ,0603 ,1% | Raw Material | NA | RESISTOR |  | 85322500 | [11 empty] | 1 | 0 | 0 | 1 | [11 empty] | Yageo R oham Watts | [5 empty] | RC0603FR-201KL (Yageo) 0603SAF2001T5E (R oham) CR03FTP----2K (Watts) | RES-SM-090 | RES-XXSM-XXXX-090-01
IM01500 | RES 1/10W, 2K2 ,0603 ,1% | RES-XXSM-XXXX-091-01 |  | B Class | Nos | Nos | I-Inventory | RM-Raw Material | RES 1/10W, 2K2 ,0603 ,1% | Raw Material | NA | RESISTOR |  | 85322500 | [11 empty] | 1 | 0 | 0 | 1 | [11 empty] | Yageo R oham Watts | [5 empty] | RT0603FRD072K2L (Yageo) 0603SAF2201T5E (R oham) CR03FTP2201 (Watts) | RES-SM-091 | RES-XXSM-XXXX-091-01
IM01501 | RES 1/10W, 2K4 ,0603 ,1% | RES-XXSM-XXXX-092-01 |  | B Class | Nos | Nos | I-Inventory | RM-Raw Material | RES 1/10W, 2K4 ,0603 ,1% | Raw Material | NA | RESISTOR |  | 85322500 | [11 empty] | 1 | 0 | 0 | 1 | [11 empty] | Yageo R oham Watts | [5 empty] | RT0603FRD072K4L (Yageo) 0603SAF2401T5E (R oham) CR03FTP2401 (Watts) | RES-SM-092 | RES-XXSM-XXXX-092-01
IM01502 | RES 1/10W, 2K7 ,0603 ,1% | RES-XXSM-XXXX-093-01 |  | B Class | Nos | Nos | I-Inventory | RM-Raw Material | RES 1/10W, 2K7 ,0603 ,1% | Raw Material | NA | RESISTOR |  | 85322500 | [11 empty] | 1 | 0 | 0 | 1 | [11 empty] | 0 | [5 empty] | N/A | RES-SM-093 | RES-XXSM-XXXX-093-01
IM01503 | RES 1/10W, 3K ,0603 ,1% | RES-XXSM-XXXX-094-01 |  | B Class | Nos | Nos | I-Inventory | RM-Raw Material | RES 1/10W, 3K ,0603 ,1% | Raw Material | NA | RESISTOR |  | 85322500 | [11 empty] | 1 | 0 | 0 | 1 | [11 empty] | Yageo R oham Watts | [5 empty] | RC0603FR-073KL (Yageo) 0603SAF3001T5E (R oham) CR03FTP----3K (Watts) | RES-SM-094 | RES-XXSM-XXXX-094-01
IM01504 | RES 1/10W, 3K3 ,0603 ,1% | RES-XXSM-XXXX-095-01 |  | B Class | Nos | Nos | I-Inventory | RM-Raw Material | RES 1/10W, 3K3 ,0603 ,1% | Raw Material | NA | RESISTOR |  | 85322500 | [11 empty] | 1 | 0 | 0 | 1 | [11 empty] | Yageo R oham Watts WALSIN | [5 empty] | RC0603FR-073K3L (Yageo) 0603SAF3301T5E (R oham) CR03FTP---3K3 (Watts) WR06X3301FTL (WALSIN) | RES-SM-095 | RES-XXSM-XXXX-095-01
IM01505 | RES 1/10W, 3K6 ,0603 ,1% | RES-XXSM-XXXX-096-01 |  | B Class | Nos | Nos | I-Inventory | RM-Raw Material | RES 1/10W, 3K6 ,0603 ,1% | Raw Material | NA | RESISTOR |  | 85322500 | [11 empty] | 1 | 0 | 0 | 1 | [11 empty] | 0 | [5 empty] | N/A | RES-SM-096 | RES-XXSM-XXXX-096-01
IM01506 | RES 1/10W, 3K9 ,0603 ,1% | RES-XXSM-XXXX-097-01 |  | B Class | Nos | Nos | I-Inventory | RM-Raw Material | RES 1/10W, 3K9 ,0603 ,1% | Raw Material | NA | RESISTOR |  | 85322500 | [11 empty] | 1 | 0 | 0 | 1 | [11 empty] | 0 | [5 empty] | N/A | RES-SM-097 | RES-XXSM-XXXX-097-01
IM01507 | RES 1/10W, 4K3 ,0603 ,1% | RES-XXSM-XXXX-098-01 |  | B Class | Nos | Nos | I-Inventory | RM-Raw Material | RES 1/10W, 4K3 ,0603 ,1% | Raw Material | NA | RESISTOR |  | 85322500 | [11 empty] | 1 | 0 | 0 | 1 | [11 empty] | 0 | [5 empty] | N/A | RES-SM-098 | RES-XXSM-XXXX-098-01
IM01508 | RES 1/10W, 4K7 ,0603 ,1% | RES-XXSM-XXXX-099-01 |  | B Class | Nos | Nos | I-Inventory | RM-Raw Material | RES 1/10W, 4K7 ,0603 ,1% | Raw Material | NA | RESISTOR |  | 85322500 | [11 empty] | 1 | 0 | 0 | 1 | [11 empty] | Yageo R oham Watts | [5 empty] | RC0603FR-074K7L (Yageo) 0603SAF4701T5E (R oham) CR03FTP---4K7 (Watts) | RES-SM-099 | RES-XXSM-XXXX-099-01
IM01509 | RES 1/10W, 5K1 ,0603 ,1% | RES-XXSM-XXXX-100-01 |  | B Class | Nos | Nos | I-Inventory | RM-Raw Material | RES 1/10W, 5K1 ,0603 ,1% | Raw Material | NA | RESISTOR |  | 85322500 | [11 empty] | 1 | 0 | 0 | 1 | [11 empty] | 0 | [5 empty] | N/A | RES-SM-100 | RES-XXSM-XXXX-100-01
IM01510 | RES 1/10W, 5K6 ,0603 ,1% | RES-XXSM-XXXX-101-01 |  | B Class | Nos | Nos | I-Inventory | RM-Raw Material | RES 1/10W, 5K6 ,0603 ,1% | Raw Material | NA | RESISTOR |  | 85322500 | [11 empty] | 1 | 0 | 0 | 1 | [11 empty] | 0 | [5 empty] | N/A | RES-SM-101 | RES-XXSM-XXXX-101-01
IM01511 | RES 1/10W, 6K2 ,0603 ,1% | RES-XXSM-XXXX-102-01 |  | B Class | Nos | Nos | I-Inventory | RM-Raw Material | RES 1/10W, 6K2 ,0603 ,1% | Raw Material | NA | RESISTOR |  | 85322500 | [11 empty] | 1 | 0 | 0 | 1 | [11 empty] | 0 | [5 empty] | N/A | RES-SM-102 | RES-XXSM-XXXX-102-01
IM01512 | RES 1/10W, 6K8 ,0603 ,1% | RES-XXSM-XXXX-103-01 |  | B Class | Nos | Nos | I-Inventory | RM-Raw Material | RES 1/10W, 6K8 ,0603 ,1% | Raw Material | NA | RESISTOR |  | 85322500 | [11 empty] | 1 | 0 | 0 | 1 | [11 empty] | Yageo R oham Watts | [5 empty] | RC0603FR-076K8L (Yageo) 0603SAF6801T5E (R oham) CR03FTP---6K8 (Watts) | RES-SM-103 | RES-XXSM-XXXX-103-01
IM01513 | RES 1/10W, 7K5 ,0603 ,1% | RES-XXSM-XXXX-104-01 |  | B Class | Nos | Nos | I-Inventory | RM-Raw Material | RES 1/10W, 7K5 ,0603 ,1% | Raw Material | NA | RESISTOR |  | 85322500 | [11 empty] | 1 | 0 | 0 | 1 | [11 empty] | Yageo R oham Watts | [5 empty] | RC0603FR-077K5L (Yageo) 0603SAF7501T5E (R oham) CR03FTP---7K5 (Watts) | RES-SM-104 | RES-XXSM-XXXX-104-01
IM01514 | RES 1/10W, 8K2 ,0603 ,1% | RES-XXSM-XXXX-105-01 |  | B Class | Nos | Nos | I-Inventory | RM-Raw Material | RES 1/10W, 8K2 ,0603 ,1% | Raw Material | NA | RESISTOR |  | 85322500 | [11 empty] | 1 | 0 | 0 | 1 | [11 empty] | 0 | [5 empty] | N/A | RES-SM-105 | RES-XXSM-XXXX-105-01
IM01515 | RES 1/10W, 9K1 ,0603 ,1% | RES-XXSM-XXXX-106-01 |  | B Class | Nos | Nos | I-Inventory | RM-Raw Material | RES 1/10W, 9K1 ,0603 ,1% | Raw Material | NA | RESISTOR |  | 85322500 | [11 empty] | 1 | 0 | 0 | 1 | [11 empty] | 0 | [5 empty] | N/A | RES-SM-106 | RES-XXSM-XXXX-106-01
IM01516 | RES 1/10W, 10K ,0603 ,1% | RES-XXSM-XXXX-107-01 |  | B Class | Nos | Nos | I-Inventory | RM-Raw Material | RES 1/10W, 10K ,0603 ,1% | Raw Material | NA | RESISTOR |  | 85322500 | [11 empty] | 1 | 0 | 0 | 1 | [11 empty] | Yageo R oham Watts | [5 empty] | RC0603FR-0710KL (Yageo) 0603SAF1002T5E (R oham) CR03FTP----10K (Watts) | RES-SM-107 | RES-XXSM-XXXX-107-01
IM01517 | RES 1/10W, 11K ,0603 ,1% | RES-XXSM-XXXX-108-01 |  | B Class | Nos | Nos | I-Inventory | RM-Raw Material | RES 1/10W, 11K ,0603 ,1% | Raw Material | NA | RESISTOR |  | 85322500 | [11 empty] | 1 | 0 | 0 | 1 | [11 empty] | Yageo R oham Watts | [5 empty] | RC0603FR-0711KL (Yageo) 0603SAF1102T5E (R oham) CR03FTP---11K (Watts) | RES-SM-108 | RES-XXSM-XXXX-108-01
IM01518 | RES 1/10W, 12K ,0603 ,1% | RES-XXSM-XXXX-109-01 |  | B Class | Nos | Nos | I-Inventory | RM-Raw Material | RES 1/10W, 12K ,0603 ,1% | Raw Material | NA | RESISTOR |  | 85322500 | [11 empty] | 1 | 0 | 0 | 1 | [11 empty] | 0 | [5 empty] | N/A | RES-SM-109 | RES-XXSM-XXXX-109-01
IM01519 | RES 1/10W, 13K ,0603 ,1% | RES-XXSM-XXXX-110-01 |  | B Class | Nos | Nos | I-Inventory | RM-Raw Material | RES 1/10W, 13K ,0603 ,1% | Raw Material | NA | RESISTOR |  | 85322500 | [11 empty] | 1 | 0 | 0 | 1 | [11 empty] | 0 | [5 empty] | N/A | RES-SM-110 | RES-XXSM-XXXX-110-01
IM01520 | RES 1/10W, 15K ,0603 ,1% | RES-XXSM-XXXX-111-01 |  | B Class | Nos | Nos | I-Inventory | RM-Raw Material | RES 1/10W, 15K ,0603 ,1% | Raw Material | NA | RESISTOR |  | 85322500 | [11 empty] | 1 | 0 | 0 | 1 | [11 empty] | 0 | [5 empty] | N/A | RES-SM-111 | RES-XXSM-XXXX-111-01
IM01521 | RES 1/10W, 16K ,0603 ,1% | RES-XXSM-XXXX-112-01 |  | B Class | Nos | Nos | I-Inventory | RM-Raw Material | RES 1/10W, 16K ,0603 ,1% | Raw Material | NA | RESISTOR |  | 85322500 | [11 empty] | 1 | 0 | 0 | 1 | [11 empty] | 0 | [5 empty] | N/A | RES-SM-112 | RES-XXSM-XXXX-112-01
IM01522 | RES 1/10W, 18K ,0603 ,1% | RES-XXSM-XXXX-113-01 |  | B Class | Nos | Nos | I-Inventory | RM-Raw Material | RES 1/10W, 18K ,0603 ,1% | Raw Material | NA | RESISTOR |  | 85322500 | [11 empty] | 1 | 0 | 0 | 1 | [11 empty] | 0 | [5 empty] | N/A | RES-SM-113 | RES-XXSM-XXXX-113-01
IM01523 | RES 1/10W, 20K ,0603 ,1% | RES-XXSM-XXXX-114-01 |  | B Class | Nos | Nos | I-Inventory | RM-Raw Material | RES 1/10W, 20K ,0603 ,1% | Raw Material | NA | RESISTOR |  | 85322500 | [11 empty] | 1 | 0 | 0 | 1 | [11 empty] | Yageo R oham Watts | [5 empty] | RC0603FR0720KL (Yageo) 0603SAF2002T5E (R oham) CR03FTP2002 (Watts) | RES-SM-114 | RES-XXSM-XXXX-114-01
IM01524 | RES 1/10W, 22K ,0603 ,1% | RES-XXSM-XXXX-115-01 |  | B Class | Nos | Nos | I-Inventory | RM-Raw Material | RES 1/10W, 22K ,0603 ,1% | Raw Material | NA | RESISTOR |  | 85322500 | [11 empty] | 1 | 0 | 0 | 1 | [11 empty] | Yageo R oham Watts | [5 empty] | RC0603FR-0722KL (Yageo) 0603SAF2202T5E (R oham) CR03FTP---22K (Watts) | RES-SM-115 | RES-XXSM-XXXX-115-01
IM01525 | RES 1/10W, 24K ,0603 ,1% | RES-XXSM-XXXX-116-01 |  | B Class | Nos | Nos | I-Inventory | RM-Raw Material | RES 1/10W, 24K ,0603 ,1% | Raw Material | NA | RESISTOR |  | 85322500 | [11 empty] | 1 | 0 | 0 | 1 | [11 empty] | Yageo R oham Watts | [5 empty] | RC0603FR-0724KL (Yageo) 0603SAF2402T5E (R oham) CR03FTP---24K (Watts) | RES-SM-116 | RES-XXSM-XXXX-116-01
IM01526 | RES 1/10W, 27K ,0603 ,1% | RES-XXSM-XXXX-117-01 |  | B Class | Nos | Nos | I-Inventory | RM-Raw Material | RES 1/10W, 27K ,0603 ,1% | Raw Material | NA | RESISTOR |  | 85322500 | [11 empty] | 1 | 0 | 0 | 1 | [11 empty] | 0 | [5 empty] | N/A | RES-SM-117 | RES-XXSM-XXXX-117-01
IM01527 | RES 1/10W, 30K ,0603 ,1% | RES-XXSM-XXXX-118-01 |  | B Class | Nos | Nos | I-Inventory | RM-Raw Material | RES 1/10W, 30K ,0603 ,1% | Raw Material | NA | RESISTOR |  | 85322500 | [11 empty] | 1 | 0 | 0 | 1 | [11 empty] | 0 | [5 empty] | N/A | RES-SM-118 | RES-XXSM-XXXX-118-01
IM01528 | RES 1/10W, 33K ,0603 ,1% | RES-XXSM-XXXX-119-01 |  | B Class | Nos | Nos | I-Inventory | RM-Raw Material | RES 1/10W, 33K ,0603 ,1% | Raw Material | NA | RESISTOR |  | 85322500 | [11 empty] | 1 | 0 | 0 | 1 | [11 empty] | 0 | [5 empty] | N/A | RES-SM-119 | RES-XXSM-XXXX-119-01
IM01529 | RES 1/10W, 36K ,0603 ,1% | RES-XXSM-XXXX-120-01 |  | B Class | Nos | Nos | I-Inventory | RM-Raw Material | RES 1/10W, 36K ,0603 ,1% | Raw Material | NA | RESISTOR |  | 85322500 | [11 empty] | 1 | 0 | 0 | 1 | [11 empty] | 0 | [5 empty] | N/A | RES-SM-120 | RES-XXSM-XXXX-120-01
IM01530 | RES 1/10W, 39K ,0603 ,1% | RES-XXSM-XXXX-121-01 |  | B Class | Nos | Nos | I-Inventory | RM-Raw Material | RES 1/10W, 39K ,0603 ,1% | Raw Material | NA | RESISTOR |  | 85322500 | [11 empty] | 1 | 0 | 0 | 1 | [11 empty] | 0 | [5 empty] | N/A | RES-SM-121 | RES-XXSM-XXXX-121-01
IM01531 | RES 1/10W, 43K ,0603 ,1% | RES-XXSM-XXXX-122-01 |  | B Class | Nos | Nos | I-Inventory | RM-Raw Material | RES 1/10W, 43K ,0603 ,1% | Raw Material | NA | RESISTOR |  | 85322500 | [11 empty] | 1 | 0 | 0 | 1 | [11 empty] | 0 | [5 empty] | N/A | RES-SM-122 | RES-XXSM-XXXX-122-01
IM01532 | RES 1/10W, 47K ,0603 ,1% | RES-XXSM-XXXX-123-01 |  | B Class | Nos | Nos | I-Inventory | RM-Raw Material | RES 1/10W, 47K ,0603 ,1% | Raw Material | NA | RESISTOR |  | 85322500 | [11 empty] | 1 | 0 | 0 | 1 | [11 empty] | Yageo R oham Watts | [5 empty] | RC0603FR-0747KL (Yageo) 0603SAF4702T5E (R oham) CR03FTP---47K (Watts) | RES-SM-123 | RES-XXSM-XXXX-123-01
IM01533 | RES 1/10W, 51K ,0603 ,1% | RES-XXSM-XXXX-124-01 |  | B Class | Nos | Nos | I-Inventory | RM-Raw Material | RES 1/10W, 51K ,0603 ,1% | Raw Material | NA | RESISTOR |  | 85322500 | [11 empty] | 1 | 0 | 0 | 1 | [11 empty] | 0 | [5 empty] | N/A | RES-SM-124 | RES-XXSM-XXXX-124-01
IM01534 | RES 1/10W, 56K ,0603 ,1% | RES-XXSM-XXXX-125-01 |  | B Class | Nos | Nos | I-Inventory | RM-Raw Material | RES 1/10W, 56K ,0603 ,1% | Raw Material | NA | RESISTOR |  | 85322500 | [11 empty] | 1 | 0 | 0 | 1 | [11 empty] | 0 | [5 empty] | N/A | RES-SM-125 | RES-XXSM-XXXX-125-01
IM01535 | RES 1/10W, 62K ,0603 ,1% | RES-XXSM-XXXX-126-01 |  | B Class | Nos | Nos | I-Inventory | RM-Raw Material | RES 1/10W, 62K ,0603 ,1% | Raw Material | NA | RESISTOR |  | 85322500 | [11 empty] | 1 | 0 | 0 | 1 | [11 empty] | 0 | [5 empty] | N/A | RES-SM-126 | RES-XXSM-XXXX-126-01
IM01536 | RES 1/10W, 68K ,0603 ,1% | RES-XXSM-XXXX-127-01 |  | B Class | Nos | Nos | I-Inventory | RM-Raw Material | RES 1/10W, 68K ,0603 ,1% | Raw Material | NA | RESISTOR |  | 85322500 | [11 empty] | 1 | 0 | 0 | 1 | [11 empty] | 0 | [5 empty] | N/A | RES-SM-127 | RES-XXSM-XXXX-127-01
IM01537 | RES 1/10W, 75K ,0603 ,1% | RES-XXSM-XXXX-128-01 |  | B Class | Nos | Nos | I-Inventory | RM-Raw Material | RES 1/10W, 75K ,0603 ,1% | Raw Material | NA | RESISTOR |  | 85322500 | [11 empty] | 1 | 0 | 0 | 1 | [11 empty] | 0 | [5 empty] | N/A | RES-SM-128 | RES-XXSM-XXXX-128-01
IM01538 | RES 1/10W, 82K ,0603 ,1% | RES-XXSM-XXXX-129-01 |  | B Class | Nos | Nos | I-Inventory | RM-Raw Material | RES 1/10W, 82K ,0603 ,1% | Raw Material | NA | RESISTOR |  | 85322500 | [11 empty] | 1 | 0 | 0 | 1 | [11 empty] | 0 | [5 empty] | N/A | RES-SM-129 | RES-XXSM-XXXX-129-01
IM01539 | RES 1/10W, 91K ,0603 ,1% | RES-XXSM-XXXX-130-01 |  | B Class | Nos | Nos | I-Inventory | RM-Raw Material | RES 1/10W, 91K ,0603 ,1% | Raw Material | NA | RESISTOR |  | 85322500 | [11 empty] | 1 | 0 | 0 | 1 | [11 empty] | 0 | [5 empty] | N/A | RES-SM-130 | RES-XXSM-XXXX-130-01
IM01540 | RES 1/10W, 100K ,0603 ,1% | RES-XXSM-XXXX-131-01 |  | B Class | Nos | Nos | I-Inventory | RM-Raw Material | RES 1/10W, 100K ,0603 ,1% | Raw Material | NA | RESISTOR |  | 85322500 | [11 empty] | 1 | 0 | 0 | 1 | [11 empty] | 0 | [5 empty] | N/A | RES-SM-131 | RES-XXSM-XXXX-131-01
IM01541 | RES 1/10W, 110K ,0603 ,1% | RES-XXSM-XXXX-132-01 |  | B Class | Nos | Nos | I-Inventory | RM-Raw Material | RES 1/10W, 110K ,0603 ,1% | Raw Material | NA | RESISTOR |  | 85322500 | [11 empty] | 1 | 0 | 0 | 1 | [11 empty] | 0 | [5 empty] | N/A | RES-SM-132 | RES-XXSM-XXXX-132-01
IM01542 | RES 1/10W, 120K ,0603 ,1% | RES-XXSM-XXXX-133-01 |  | B Class | Nos | Nos | I-Inventory | RM-Raw Material | RES 1/10W, 120K ,0603 ,1% | Raw Material | NA | RESISTOR |  | 85322500 | [11 empty] | 1 | 0 | 0 | 1 | [11 empty] | 0 | [5 empty] | N/A | RES-SM-133 | RES-XXSM-XXXX-133-01
IM01543 | RES 1/10W, 130K ,0603 ,1% | RES-XXSM-XXXX-134-01 |  | B Class | Nos | Nos | I-Inventory | RM-Raw Material | RES 1/10W, 130K ,0603 ,1% | Raw Material | NA | RESISTOR |  | 85322500 | [11 empty] | 1 | 0 | 0 | 1 | [11 empty] | 0 | [5 empty] | N/A | RES-SM-134 | RES-XXSM-XXXX-134-01
IM01544 | RES 1/10W, 150K ,0603 ,1% | RES-XXSM-XXXX-135-01 |  | B Class | Nos | Nos | I-Inventory | RM-Raw Material | RES 1/10W, 150K ,0603 ,1% | Raw Material | NA | RESISTOR |  | 85322500 | [11 empty] | 1 | 0 | 0 | 1 | [11 empty] | 0 | [5 empty] | N/A | RES-SM-135 | RES-XXSM-XXXX-135-01
IM01545 | RES 1/10W, 160K ,0603 ,1% | RES-XXSM-XXXX-136-01 |  | B Class | Nos | Nos | I-Inventory | RM-Raw Material | RES 1/10W, 160K ,0603 ,1% | Raw Material | NA | RESISTOR |  | 85322500 | [11 empty] | 1 | 0 | 0 | 1 | [11 empty] | 0 | [5 empty] | N/A | RES-SM-136 | RES-XXSM-XXXX-136-01
IM01546 | RES 1/10W, 180K ,0603 ,1% | RES-XXSM-XXXX-137-01 |  | B Class | Nos | Nos | I-Inventory | RM-Raw Material | RES 1/10W, 180K ,0603 ,1% | Raw Material | NA | RESISTOR |  | 85322500 | [11 empty] | 1 | 0 | 0 | 1 | [11 empty] | 0 | [5 empty] | N/A | RES-SM-137 | RES-XXSM-XXXX-137-01
IM01547 | RES 1/10W, 200K ,0603 ,1% | RES-XXSM-XXXX-138-01 |  | B Class | Nos | Nos | I-Inventory | RM-Raw Material | RES 1/10W, 200K ,0603 ,1% | Raw Material | NA | RESISTOR |  | 85322500 | [11 empty] | 1 | 0 | 0 | 1 | [11 empty] | 0 | [5 empty] | N/A | RES-SM-138 | RES-XXSM-XXXX-138-01
IM01548 | RES 1/10W, 220K ,0603 ,1% | RES-XXSM-XXXX-139-01 |  | B Class | Nos | Nos | I-Inventory | RM-Raw Material | RES 1/10W, 220K ,0603 ,1% | Raw Material | NA | RESISTOR |  | 85322500 | [11 empty] | 1 | 0 | 0 | 1 | [11 empty] | 0 | [5 empty] | N/A | RES-SM-139 | RES-XXSM-XXXX-139-01
IM01549 | RES 1/10W, 240K ,0603 ,1% | RES-XXSM-XXXX-140-01 |  | B Class | Nos | Nos | I-Inventory | RM-Raw Material | RES 1/10W, 240K ,0603 ,1% | Raw Material | NA | RESISTOR |  | 85322500 | [11 empty] | 1 | 0 | 0 | 1 | [11 empty] | 0 | [5 empty] | N/A | RES-SM-140 | RES-XXSM-XXXX-140-01
IM01550 | RES 1/10W, 270K ,0603 ,1% | RES-XXSM-XXXX-141-01 |  | B Class | Nos | Nos | I-Inventory | RM-Raw Material | RES 1/10W, 270K ,0603 ,1% | Raw Material | NA | RESISTOR |  | 85322500 | [11 empty] | 1 | 0 | 0 | 1 | [11 empty] | 0 | [5 empty] | N/A | RES-SM-141 | RES-XXSM-XXXX-141-01
IM01551 | RES 1/10W, 300K ,0603 ,1% | RES-XXSM-XXXX-142-01 |  | B Class | Nos | Nos | I-Inventory | RM-Raw Material | RES 1/10W, 300K ,0603 ,1% | Raw Material | NA | RESISTOR |  | 85322500 | [11 empty] | 1 | 0 | 0 | 1 | [11 empty] | 0 | [5 empty] | N/A | RES-SM-142 | RES-XXSM-XXXX-142-01
IM01552 | RES 1/10W, 330K ,0603 ,1% | RES-XXSM-XXXX-143-01 |  | B Class | Nos | Nos | I-Inventory | RM-Raw Material | RES 1/10W, 330K ,0603 ,1% | Raw Material | NA | RESISTOR |  | 85322500 | [11 empty] | 1 | 0 | 0 | 1 | [11 empty] | 0 | [5 empty] | N/A | RES-SM-143 | RES-XXSM-XXXX-143-01
IM01553 | RES 1/10W, 360K ,0603 ,1% | RES-XXSM-XXXX-144-01 |  | B Class | Nos | Nos | I-Inventory | RM-Raw Material | RES 1/10W, 360K ,0603 ,1% | Raw Material | NA | RESISTOR |  | 85322500 | [11 empty] | 1 | 0 | 0 | 1 | [11 empty] | Yageo R oham Watts | [5 empty] | RT0603FRD072K2L (Yageo) 0603SAF3603T5E (R oham) CR03FTP3603 (Watts) | RES-SM-144 | RES-XXSM-XXXX-144-01
IM01554 | RES 1/10W, 390K ,0603 ,1% | RES-XXSM-XXXX-145-01 |  | B Class | Nos | Nos | I-Inventory | RM-Raw Material | RES 1/10W, 390K ,0603 ,1% | Raw Material | NA | RESISTOR |  | 85322500 | [11 empty] | 1 | 0 | 0 | 1 | [11 empty] | 0 | [5 empty] | N/A | RES-SM-145 | RES-XXSM-XXXX-145-01
IM01555 | RES 1/10W, 430K ,0603 ,1% | RES-XXSM-XXXX-146-01 |  | B Class | Nos | Nos | I-Inventory | RM-Raw Material | RES 1/10W, 430K ,0603 ,1% | Raw Material | NA | RESISTOR |  | 85322500 | [11 empty] | 1 | 0 | 0 | 1 | [11 empty] | 0 | [5 empty] | N/A | RES-SM-146 | RES-XXSM-XXXX-146-01
IM01556 | RES 1/10W, 470K ,0603 ,1% | RES-XXSM-XXXX-147-01 |  | B Class | Nos | Nos | I-Inventory | RM-Raw Material | RES 1/10W, 470K ,0603 ,1% | Raw Material | NA | RESISTOR |  | 85322500 | [11 empty] | 1 | 0 | 0 | 1 | [11 empty] | 0 | [5 empty] | N/A | RES-SM-147 | RES-XXSM-XXXX-147-01
IM01557 | RES 1/10W, 510K ,0603 ,1% | RES-XXSM-XXXX-148-01 |  | B Class | Nos | Nos | I-Inventory | RM-Raw Material | RES 1/10W, 510K ,0603 ,1% | Raw Material | NA | RESISTOR |  | 85322500 | [11 empty] | 1 | 0 | 0 | 1 | [11 empty] | 0 | [5 empty] | N/A | RES-SM-148 | RES-XXSM-XXXX-148-01
IM01558 | RES 1/10W, 560K ,0603 ,1% | RES-XXSM-XXXX-149-01 |  | B Class | Nos | Nos | I-Inventory | RM-Raw Material | RES 1/10W, 560K ,0603 ,1% | Raw Material | NA | RESISTOR |  | 85322500 | [11 empty] | 1 | 0 | 0 | 1 | [11 empty] | 0 | [5 empty] | N/A | RES-SM-149 | RES-XXSM-XXXX-149-01
IM01559 | RES 1/10W, 620K ,0603 ,1% | RES-XXSM-XXXX-150-01 |  | B Class | Nos | Nos | I-Inventory | RM-Raw Material | RES 1/10W, 620K ,0603 ,1% | Raw Material | NA | RESISTOR |  | 85322500 | [11 empty] | 1 | 0 | 0 | 1 | [11 empty] | 0 | [5 empty] | N/A | RES-SM-150 | RES-XXSM-XXXX-150-01
IM01560 | RES 1/10W, 680K ,0603 ,1% | RES-XXSM-XXXX-151-01 |  | B Class | Nos | Nos | I-Inventory | RM-Raw Material | RES 1/10W, 680K ,0603 ,1% | Raw Material | NA | RESISTOR |  | 85322500 | [11 empty] | 1 | 0 | 0 | 1 | [11 empty] | 0 | [5 empty] | N/A | RES-SM-151 | RES-XXSM-XXXX-151-01
IM01561 | RES 1/10W, 750K ,0603 ,1% | RES-XXSM-XXXX-152-01 |  | B Class | Nos | Nos | I-Inventory | RM-Raw Material | RES 1/10W, 750K ,0603 ,1% | Raw Material | NA | RESISTOR |  | 85322500 | [11 empty] | 1 | 0 | 0 | 1 | [11 empty] | 0 | [5 empty] | N/A | RES-SM-152 | RES-XXSM-XXXX-152-01
IM01562 | RES 1/10W, 820K ,0603 ,1% | RES-XXSM-XXXX-153-01 |  | B Class | Nos | Nos | I-Inventory | RM-Raw Material | RES 1/10W, 820K ,0603 ,1% | Raw Material | NA | RESISTOR |  | 85322500 | [11 empty] | 1 | 0 | 0 | 1 | [11 empty] | 0 | [5 empty] | N/A | RES-SM-153 | RES-XXSM-XXXX-153-01
IM01563 | RES 1/10W, 910K ,0603 ,1% | RES-XXSM-XXXX-154-01 |  | B Class | Nos | Nos | I-Inventory | RM-Raw Material | RES 1/10W, 910K ,0603 ,1% | Raw Material | NA | RESISTOR |  | 85322500 | [11 empty] | 1 | 0 | 0 | 1 | [11 empty] | 0 | [5 empty] | N/A | RES-SM-154 | RES-XXSM-XXXX-154-01
IM01564 | RES 1/8W, 1E ,0805 ,1% | RES-XXSM-XXXX-155-01 |  | B Class | Nos | Nos | I-Inventory | RM-Raw Material | RES 1/8W, 1E ,0805 ,1% | Raw Material | NA | RESISTOR |  | 85322500 | [11 empty] | 1 | 0 | 0 | 1 | [11 empty] | 0 | [5 empty] | N/A | RES-SM-155 | RES-XXSM-XXXX-155-01
IM01565 | RES 1/8W, 1E1 ,0805 ,1% | RES-XXSM-XXXX-156-01 |  | B Class | Nos | Nos | I-Inventory | RM-Raw Material | RES 1/8W, 1E1 ,0805 ,1% | Raw Material | NA | RESISTOR |  | 85322500 | [11 empty] | 1 | 0 | 0 | 1 | [11 empty] | 0 | [5 empty] | N/A | RES-SM-156 | RES-XXSM-XXXX-156-01
IM01566 | RES 1/8W, 1E2 ,0805 ,1% | RES-XXSM-XXXX-157-01 |  | B Class | Nos | Nos | I-Inventory | RM-Raw Material | RES 1/8W, 1E2 ,0805 ,1% | Raw Material | NA | RESISTOR |  | 85322500 | [11 empty] | 1 | 0 | 0 | 1 | [11 empty] | 0 | [5 empty] | N/A | RES-SM-157 | RES-XXSM-XXXX-157-01
IM01567 | RES 1/8W, 1E3 ,0805 ,1% | RES-XXSM-XXXX-158-01 |  | B Class | Nos | Nos | I-Inventory | RM-Raw Material | RES 1/8W, 1E3 ,0805 ,1% | Raw Material | NA | RESISTOR |  | 85322500 | [11 empty] | 1 | 0 | 0 | 1 | [11 empty] | 0 | [5 empty] | N/A | RES-SM-158 | RES-XXSM-XXXX-158-01
IM01568 | RES 1/8W, 1E5 ,0805 ,1% | RES-XXSM-XXXX-159-01 |  | B Class | Nos | Nos | I-Inventory | RM-Raw Material | RES 1/8W, 1E5 ,0805 ,1% | Raw Material | NA | RESISTOR |  | 85322500 | [11 empty] | 1 | 0 | 0 | 1 | [11 empty] | 0 | [5 empty] | N/A | RES-SM-159 | RES-XXSM-XXXX-159-01
IM01569 | RES 1/8W, 1E6 ,0805 ,1% | RES-XXSM-XXXX-160-01 |  | B Class | Nos | Nos | I-Inventory | RM-Raw Material | RES 1/8W, 1E6 ,0805 ,1% | Raw Material | NA | RESISTOR |  | 85322500 | [11 empty] | 1 | 0 | 0 | 1 | [11 empty] | 0 | [5 empty] | N/A | RES-SM-160 | RES-XXSM-XXXX-160-01
IM01570 | RES 1/8W, 1E8 ,0805 ,1% | RES-XXSM-XXXX-161-01 |  | B Class | Nos | Nos | I-Inventory | RM-Raw Material | RES 1/8W, 1E8 ,0805 ,1% | Raw Material | NA | RESISTOR |  | 85322500 | [11 empty] | 1 | 0 | 0 | 1 | [11 empty] | 0 | [5 empty] | N/A | RES-SM-161 | RES-XXSM-XXXX-161-01
IM01571 | RES 1/8W, 2E ,0805 ,1% | RES-XXSM-XXXX-162-01 |  | B Class | Nos | Nos | I-Inventory | RM-Raw Material | RES 1/8W, 2E ,0805 ,1% | Raw Material | NA | RESISTOR |  | 85322500 | [11 empty] | 1 | 0 | 0 | 1 | [11 empty] | 0 | [5 empty] | N/A | RES-SM-162 | RES-XXSM-XXXX-162-01
IM01572 | RES 1/8W, 2E2 ,0805 ,1% | RES-XXSM-XXXX-163-01 |  | B Class | Nos | Nos | I-Inventory | RM-Raw Material | RES 1/8W, 2E2 ,0805 ,1% | Raw Material | NA | RESISTOR |  | 85322500 | [11 empty] | 1 | 0 | 0 | 1 | [11 empty] | 0 | [5 empty] | N/A | RES-SM-163 | RES-XXSM-XXXX-163-01
IM01573 | RES 1/8W, 2E4 ,0805 ,1% | RES-XXSM-XXXX-164-01 |  | B Class | Nos | Nos | I-Inventory | RM-Raw Material | RES 1/8W, 2E4 ,0805 ,1% | Raw Material | NA | RESISTOR |  | 85322500 | [11 empty] | 1 | 0 | 0 | 1 | [11 empty] | 0 | [5 empty] | N/A | RES-SM-164 | RES-XXSM-XXXX-164-01
IM01574 | RES 1/8W, 2E7 ,0805 ,1% | RES-XXSM-XXXX-165-01 |  | B Class | Nos | Nos | I-Inventory | RM-Raw Material | RES 1/8W, 2E7 ,0805 ,1% | Raw Material | NA | RESISTOR |  | 85322500 | [11 empty] | 1 | 0 | 0 | 1 | [11 empty] | 0 | [5 empty] | N/A | RES-SM-165 | RES-XXSM-XXXX-165-01
IM01575 | RES 1/8W, 3E ,0805 ,1% | RES-XXSM-XXXX-166-01 |  | B Class | Nos | Nos | I-Inventory | RM-Raw Material | RES 1/8W, 3E ,0805 ,1% | Raw Material | NA | RESISTOR |  | 85322500 | [11 empty] | 1 | 0 | 0 | 1 | [11 empty] | 0 | [5 empty] | N/A | RES-SM-166 | RES-XXSM-XXXX-166-01
IM01576 | RES 1/8W, 3E3 ,0805 ,1% | RES-XXSM-XXXX-167-01 |  | B Class | Nos | Nos | I-Inventory | RM-Raw Material | RES 1/8W, 3E3 ,0805 ,1% | Raw Material | NA | RESISTOR |  | 85322500 | [11 empty] | 1 | 0 | 0 | 1 | [11 empty] | 0 | [5 empty] | N/A | RES-SM-167 | RES-XXSM-XXXX-167-01
IM01577 | RES 1/8W, 3E6 ,0805 ,1% | RES-XXSM-XXXX-168-01 |  | B Class | Nos | Nos | I-Inventory | RM-Raw Material | RES 1/8W, 3E6 ,0805 ,1% | Raw Material | NA | RESISTOR |  | 85322500 | [11 empty] | 1 | 0 | 0 | 1 | [11 empty] | 0 | [5 empty] | N/A | RES-SM-168 | RES-XXSM-XXXX-168-01
IM01578 | RES 1/8W, 3E9 ,0805 ,1% | RES-XXSM-XXXX-169-01 |  | B Class | Nos | Nos | I-Inventory | RM-Raw Material | RES 1/8W, 3E9 ,0805 ,1% | Raw Material | NA | RESISTOR |  | 85322500 | [11 empty] | 1 | 0 | 0 | 1 | [11 empty] | 0 | [5 empty] | N/A | RES-SM-169 | RES-XXSM-XXXX-169-01
IM01579 | RES 1/8W, 4E3 ,0805 ,1% | RES-XXSM-XXXX-170-01 |  | B Class | Nos | Nos | I-Inventory | RM-Raw Material | RES 1/8W, 4E3 ,0805 ,1% | Raw Material | NA | RESISTOR |  | 85322500 | [11 empty] | 1 | 0 | 0 | 1 | [11 empty] | 0 | [5 empty] | N/A | RES-SM-170 | RES-XXSM-XXXX-170-01
IM01580 | RES 1/8W, 4E7 ,0805 ,1% | RES-XXSM-XXXX-171-01 |  | B Class | Nos | Nos | I-Inventory | RM-Raw Material | RES 1/8W, 4E7 ,0805 ,1% | Raw Material | NA | RESISTOR |  | 85322500 | [11 empty] | 1 | 0 | 0 | 1 | [11 empty] | 0 | [5 empty] | N/A | RES-SM-171 | RES-XXSM-XXXX-171-01
IM01581 | RES 1/8W, 5E1 ,0805 ,1% | RES-XXSM-XXXX-172-01 |  | B Class | Nos | Nos | I-Inventory | RM-Raw Material | RES 1/8W, 5E1 ,0805 ,1% | Raw Material | NA | RESISTOR |  | 85322500 | [11 empty] | 1 | 0 | 0 | 1 | [11 empty] | 0 | [5 empty] | N/A | RES-SM-172 | RES-XXSM-XXXX-172-01
IM01582 | RES 1/8W, 5E6 ,0805 ,1% | RES-XXSM-XXXX-173-01 |  | B Class | Nos | Nos | I-Inventory | RM-Raw Material | RES 1/8W, 5E6 ,0805 ,1% | Raw Material | NA | RESISTOR |  | 85322500 | [11 empty] | 1 | 0 | 0 | 1 | [11 empty] | 0 | [5 empty] | N/A | RES-SM-173 | RES-XXSM-XXXX-173-01
IM01583 | RES 1/8W, 6E2 ,0805 ,1% | RES-XXSM-XXXX-174-01 |  | B Class | Nos | Nos | I-Inventory | RM-Raw Material | RES 1/8W, 6E2 ,0805 ,1% | Raw Material | NA | RESISTOR |  | 85322500 | [11 empty] | 1 | 0 | 0 | 1 | [11 empty] | 0 | [5 empty] | N/A | RES-SM-174 | RES-XXSM-XXXX-174-01
IM01584 | RES 1/8W, 6E8 ,0805 ,1% | RES-XXSM-XXXX-175-01 |  | B Class | Nos | Nos | I-Inventory | RM-Raw Material | RES 1/8W, 6E8 ,0805 ,1% | Raw Material | NA | RESISTOR |  | 85322500 | [11 empty] | 1 | 0 | 0 | 1 | [11 empty] | 0 | [5 empty] | N/A | RES-SM-175 | RES-XXSM-XXXX-175-01
IM01585 | RES 1/8W, 7E5 ,0805 ,1% | RES-XXSM-XXXX-176-01 |  | B Class | Nos | Nos | I-Inventory | RM-Raw Material | RES 1/8W, 7E5 ,0805 ,1% | Raw Material | NA | RESISTOR |  | 85322500 | [11 empty] | 1 | 0 | 0 | 1 | [11 empty] | 0 | [5 empty] | N/A | RES-SM-176 | RES-XXSM-XXXX-176-01
IM01586 | RES 1/8W, 8E2 ,0805 ,1% | RES-XXSM-XXXX-177-01 |  | B Class | Nos | Nos | I-Inventory | RM-Raw Material | RES 1/8W, 8E2 ,0805 ,1% | Raw Material | NA | RESISTOR |  | 85322500 | [11 empty] | 1 | 0 | 0 | 1 | [11 empty] | 0 | [5 empty] | N/A | RES-SM-177 | RES-XXSM-XXXX-177-01
IM01587 | RES 1/8W, 9E1 ,0805 ,1% | RES-XXSM-XXXX-178-01 |  | B Class | Nos | Nos | I-Inventory | RM-Raw Material | RES 1/8W, 9E1 ,0805 ,1% | Raw Material | NA | RESISTOR |  | 85322500 | [11 empty] | 1 | 0 | 0 | 1 | [11 empty] | 0 | [5 empty] | N/A | RES-SM-178 | RES-XXSM-XXXX-178-01
IM01588 | RES 1/8W, 10E ,0805 ,1% | RES-XXSM-XXXX-179-01 |  | B Class | Nos | Nos | I-Inventory | RM-Raw Material | RES 1/8W, 10E ,0805 ,1% | Raw Material | NA | RESISTOR |  | 85322500 | [11 empty] | 1 | 0 | 0 | 1 | [11 empty] | Yageo R oham Watts | [5 empty] | RC0805FR-0710RL (Yageo) 0805S4F100JT5E (R oham) CR05FTP100 (Watts) | RES-SM-179 | RES-XXSM-XXXX-179-01
IM01589 | RES 1/8W, 11E ,0805 ,1% | RES-XXSM-XXXX-180-01 |  | B Class | Nos | Nos | I-Inventory | RM-Raw Material | RES 1/8W, 11E ,0805 ,1% | Raw Material | NA | RESISTOR |  | 85322500 | [11 empty] | 1 | 0 | 0 | 1 | [11 empty] | 0 | [5 empty] | N/A | RES-SM-180 | RES-XXSM-XXXX-180-01
IM01590 | RES 1/8W, 12E ,0805 ,1% | RES-XXSM-XXXX-181-01 |  | B Class | Nos | Nos | I-Inventory | RM-Raw Material | RES 1/8W, 12E ,0805 ,1% | Raw Material | NA | RESISTOR |  | 85322500 | [11 empty] | 1 | 0 | 0 | 1 | [11 empty] | 0 | [5 empty] | N/A | RES-SM-181 | RES-XXSM-XXXX-181-01
IM01591 | RES 1/8W, 13E ,0805 ,1% | RES-XXSM-XXXX-182-01 |  | B Class | Nos | Nos | I-Inventory | RM-Raw Material | RES 1/8W, 13E ,0805 ,1% | Raw Material | NA | RESISTOR |  | 85322500 | [11 empty] | 1 | 0 | 0 | 1 | [11 empty] | 0 | [5 empty] | N/A | RES-SM-182 | RES-XXSM-XXXX-182-01
IM01592 | RES 1/8W, 15E ,0805 ,1% | RES-XXSM-XXXX-183-01 |  | B Class | Nos | Nos | I-Inventory | RM-Raw Material | RES 1/8W, 15E ,0805 ,1% | Raw Material | NA | RESISTOR |  | 85322500 | [11 empty] | 1 | 0 | 0 | 1 | [11 empty] | 0 | [5 empty] | N/A | RES-SM-183 | RES-XXSM-XXXX-183-01
IM01593 | RES 1/8W, 16E ,0805 ,1% | RES-XXSM-XXXX-184-01 |  | B Class | Nos | Nos | I-Inventory | RM-Raw Material | RES 1/8W, 16E ,0805 ,1% | Raw Material | NA | RESISTOR |  | 85322500 | [11 empty] | 1 | 0 | 0 | 1 | [11 empty] | 0 | [5 empty] | N/A | RES-SM-184 | RES-XXSM-XXXX-184-01
IM01594 | RES 1/8W, 18E ,0805 ,1% | RES-XXSM-XXXX-185-01 |  | B Class | Nos | Nos | I-Inventory | RM-Raw Material | RES 1/8W, 18E ,0805 ,1% | Raw Material | NA | RESISTOR |  | 85322500 | [11 empty] | 1 | 0 | 0 | 1 | [11 empty] | 0 | [5 empty] | N/A | RES-SM-185 | RES-XXSM-XXXX-185-01
IM01595 | RES 1/8W, 20E ,0805 ,1% | RES-XXSM-XXXX-186-01 |  | B Class | Nos | Nos | I-Inventory | RM-Raw Material | RES 1/8W, 20E ,0805 ,1% | Raw Material | NA | RESISTOR |  | 85322500 | [11 empty] | 1 | 0 | 0 | 1 | [11 empty] | 0 | [5 empty] | N/A | RES-SM-186 | RES-XXSM-XXXX-186-01
IM01596 | RES 1/8W, 22E ,0805 ,1% | RES-XXSM-XXXX-187-01 |  | B Class | Nos | Nos | I-Inventory | RM-Raw Material | RES 1/8W, 22E ,0805 ,1% | Raw Material | NA | RESISTOR |  | 85322500 | [11 empty] | 1 | 0 | 0 | 1 | [11 empty] | Yageo R oham Watts | [5 empty] | RC0805FR-0722RL (Yageo) 0805S8F220JT5E (R oham) CR05FTP--220 (Watts) | RES-SM-187 | RES-XXSM-XXXX-187-01
IM01597 | RES 1/8W, 24E ,0805 ,1% | RES-XXSM-XXXX-188-01 |  | B Class | Nos | Nos | I-Inventory | RM-Raw Material | RES 1/8W, 24E ,0805 ,1% | Raw Material | NA | RESISTOR |  | 85322500 | [11 empty] | 1 | 0 | 0 | 1 | [11 empty] | 0 | [5 empty] | N/A | RES-SM-188 | RES-XXSM-XXXX-188-01
IM01598 | RES 1/8W, 27E ,0805 ,1% | RES-XXSM-XXXX-189-01 |  | B Class | Nos | Nos | I-Inventory | RM-Raw Material | RES 1/8W, 27E ,0805 ,1% | Raw Material | NA | RESISTOR |  | 85322500 | [11 empty] | 1 | 0 | 0 | 1 | [11 empty] | 0 | [5 empty] | N/A | RES-SM-189 | RES-XXSM-XXXX-189-01
IM01599 | RES 1/8W, 30E ,0805 ,1% | RES-XXSM-XXXX-190-01 |  | B Class | Nos | Nos | I-Inventory | RM-Raw Material | RES 1/8W, 30E ,0805 ,1% | Raw Material | NA | RESISTOR |  | 85322500 | [11 empty] | 1 | 0 | 0 | 1 | [11 empty] | 0 | [5 empty] | N/A | RES-SM-190 | RES-XXSM-XXXX-190-01
IM01600 | RES 1/8W, 33E ,0805 ,1% | RES-XXSM-XXXX-191-01 |  | B Class | Nos | Nos | I-Inventory | RM-Raw Material | RES 1/8W, 33E ,0805 ,1% | Raw Material | NA | RESISTOR |  | 85322500 | [11 empty] | 1 | 0 | 0 | 1 | [11 empty] | 0 | [5 empty] | N/A | RES-SM-191 | RES-XXSM-XXXX-191-01
IM01601 | RES 1/8W, 36E ,0805 ,1% | RES-XXSM-XXXX-192-01 |  | B Class | Nos | Nos | I-Inventory | RM-Raw Material | RES 1/8W, 36E ,0805 ,1% | Raw Material | NA | RESISTOR |  | 85322500 | [11 empty] | 1 | 0 | 0 | 1 | [11 empty] | 0 | [5 empty] | N/A | RES-SM-192 | RES-XXSM-XXXX-192-01
IM01602 | RES 1/8W, 39E ,0805 ,1% | RES-XXSM-XXXX-193-01 |  | B Class | Nos | Nos | I-Inventory | RM-Raw Material | RES 1/8W, 39E ,0805 ,1% | Raw Material | NA | RESISTOR |  | 85322500 | [11 empty] | 1 | 0 | 0 | 1 | [11 empty] | 0 | [5 empty] | N/A | RES-SM-193 | RES-XXSM-XXXX-193-01
IM01603 | RES 1/8W, 43E ,0805 ,1% | RES-XXSM-XXXX-194-01 |  | B Class | Nos | Nos | I-Inventory | RM-Raw Material | RES 1/8W, 43E ,0805 ,1% | Raw Material | NA | RESISTOR |  | 85322500 | [11 empty] | 1 | 0 | 0 | 1 | [11 empty] | 0 | [5 empty] | N/A | RES-SM-194 | RES-XXSM-XXXX-194-01
IM01604 | RES 1/8W, 47E ,0805 ,1% | RES-XXSM-XXXX-195-01 |  | B Class | Nos | Nos | I-Inventory | RM-Raw Material | RES 1/8W, 47E ,0805 ,1% | Raw Material | NA | RESISTOR |  | 85322500 | [11 empty] | 1 | 0 | 0 | 1 | [11 empty] | Yageo R oham Watts | [5 empty] | RC0805FR-0747RL (Yageo) 0805S8F470JT5E (R oham) CR05FTP--470 (Watts) | RES-SM-195 | RES-XXSM-XXXX-195-01
IM01605 | RES 1/8W, 51E ,0805 ,1% | RES-XXSM-XXXX-196-01 |  | B Class | Nos | Nos | I-Inventory | RM-Raw Material | RES 1/8W, 51E ,0805 ,1% | Raw Material | NA | RESISTOR |  | 85322500 | [11 empty] | 1 | 0 | 0 | 1 | [11 empty] | 0 | [5 empty] | N/A | RES-SM-196 | RES-XXSM-XXXX-196-01
IM01606 | RES 1/8W, 56E ,0805 ,1% | RES-XXSM-XXXX-197-01 |  | B Class | Nos | Nos | I-Inventory | RM-Raw Material | RES 1/8W, 56E ,0805 ,1% | Raw Material | NA | RESISTOR |  | 85322500 | [11 empty] | 1 | 0 | 0 | 1 | [11 empty] | 0 | [5 empty] | N/A | RES-SM-197 | RES-XXSM-XXXX-197-01
IM01607 | RES 1/8W, 62E ,0805 ,1% | RES-XXSM-XXXX-198-01 |  | B Class | Nos | Nos | I-Inventory | RM-Raw Material | RES 1/8W, 62E ,0805 ,1% | Raw Material | NA | RESISTOR |  | 85322500 | [11 empty] | 1 | 0 | 0 | 1 | [11 empty] | 0 | [5 empty] | N/A | RES-SM-198 | RES-XXSM-XXXX-198-01
IM01608 | RES 1/8W, 68E ,0805 ,1% | RES-XXSM-XXXX-199-01 |  | B Class | Nos | Nos | I-Inventory | RM-Raw Material | RES 1/8W, 68E ,0805 ,1% | Raw Material | NA | RESISTOR |  | 85322500 | [11 empty] | 1 | 0 | 0 | 1 | [11 empty] | 0 | [5 empty] | N/A | RES-SM-199 | RES-XXSM-XXXX-199-01
IM01609 | RES 1/8W, 75E ,0805 ,1% | RES-XXSM-XXXX-200-01 |  | B Class | Nos | Nos | I-Inventory | RM-Raw Material | RES 1/8W, 75E ,0805 ,1% | Raw Material | NA | RESISTOR |  | 85322500 | [11 empty] | 1 | 0 | 0 | 1 | [11 empty] | 0 | [5 empty] | N/A | RES-SM-200 | RES-XXSM-XXXX-200-01
IM01610 | RES 1/8W, 82E ,0805 ,1% | RES-XXSM-XXXX-201-01 |  | B Class | Nos | Nos | I-Inventory | RM-Raw Material | RES 1/8W, 82E ,0805 ,1% | Raw Material | NA | RESISTOR |  | 85322500 | [11 empty] | 1 | 0 | 0 | 1 | [11 empty] | 0 | [5 empty] | N/A | RES-SM-201 | RES-XXSM-XXXX-201-01
IM01611 | RES 1/8W, 91E ,0805 ,1% | RES-XXSM-XXXX-202-01 |  | B Class | Nos | Nos | I-Inventory | RM-Raw Material | RES 1/8W, 91E ,0805 ,1% | Raw Material | NA | RESISTOR |  | 85322500 | [11 empty] | 1 | 0 | 0 | 1 | [11 empty] | 0 | [5 empty] | N/A | RES-SM-202 | RES-XXSM-XXXX-202-01
IM01612 | RES 1/8W, 100E ,0805 ,1% | RES-XXSM-XXXX-203-01 |  | B Class | Nos | Nos | I-Inventory | RM-Raw Material | RES 1/8W, 100E ,0805 ,1% | Raw Material | NA | RESISTOR |  | 85322500 | [11 empty] | 1 | 0 | 0 | 1 | [11 empty] | Yageo R oham Watts | [5 empty] | RC0805FR-07100RL (Yageo) 0805S8F101T5E (R oham) CR05FTP101 (Watts) | RES-SM-203 | RES-XXSM-XXXX-203-01
IM01613 | RES 1/8W, 110E ,0805 ,1% | RES-XXSM-XXXX-204-01 |  | B Class | Nos | Nos | I-Inventory | RM-Raw Material | RES 1/8W, 110E ,0805 ,1% | Raw Material | NA | RESISTOR |  | 85322500 | [11 empty] | 1 | 0 | 0 | 1 | [11 empty] | 0 | [5 empty] | N/A | RES-SM-204 | RES-XXSM-XXXX-204-01
IM01614 | RES 1/8W, 120E ,0805 ,1% | RES-XXSM-XXXX-205-01 |  | B Class | Nos | Nos | I-Inventory | RM-Raw Material | RES 1/8W, 120E ,0805 ,1% | Raw Material | NA | RESISTOR |  | 85322500 | [11 empty] | 1 | 0 | 0 | 1 | [11 empty] | 0 | [5 empty] | N/A | RES-SM-205 | RES-XXSM-XXXX-205-01
IM01615 | RES 1/8W, 130E ,0805 ,1% | RES-XXSM-XXXX-206-01 |  | B Class | Nos | Nos | I-Inventory | RM-Raw Material | RES 1/8W, 130E ,0805 ,1% | Raw Material | NA | RESISTOR |  | 85322500 | [11 empty] | 1 | 0 | 0 | 1 | [11 empty] | 0 | [5 empty] | N/A | RES-SM-206 | RES-XXSM-XXXX-206-01
IM01616 | RES 1/8W, 150E ,0805 ,1% | RES-XXSM-XXXX-207-01 |  | B Class | Nos | Nos | I-Inventory | RM-Raw Material | RES 1/8W, 150E ,0805 ,1% | Raw Material | NA | RESISTOR |  | 85322500 | [11 empty] | 1 | 0 | 0 | 1 | [11 empty] | 0 | [5 empty] | N/A | RES-SM-207 | RES-XXSM-XXXX-207-01
IM01617 | RES 1/8W, 160E ,0805 ,1% | RES-XXSM-XXXX-208-01 |  | B Class | Nos | Nos | I-Inventory | RM-Raw Material | RES 1/8W, 160E ,0805 ,1% | Raw Material | NA | RESISTOR |  | 85322500 | [11 empty] | 1 | 0 | 0 | 1 | [11 empty] | Yageo R oham Watts | [5 empty] | RC0805FR-07160RL (Yageo) 0805S8F1600T5E (R oham) CR05FTP--160R (Watts) | RES-SM-208 | RES-XXSM-XXXX-208-01
IM01618 | RES 1/8W, 180E ,0805 ,1% | RES-XXSM-XXXX-209-01 |  | B Class | Nos | Nos | I-Inventory | RM-Raw Material | RES 1/8W, 180E ,0805 ,1% | Raw Material | NA | RESISTOR |  | 85322500 | [11 empty] | 1 | 0 | 0 | 1 | [11 empty] | 0 | [5 empty] | N/A | RES-SM-209 | RES-XXSM-XXXX-209-01
IM01619 | RES 1/8W, 200E ,0805 ,1% | RES-XXSM-XXXX-210-01 |  | B Class | Nos | Nos | I-Inventory | RM-Raw Material | RES 1/8W, 200E ,0805 ,1% | Raw Material | NA | RESISTOR |  | 85322500 | [11 empty] | 1 | 0 | 0 | 1 | [11 empty] | Yageo R oham Watts | [5 empty] | RC0805FR-07200RL (Yageo) 0805S8F2000T5E (R oham) CR05FTP--200R (Watts) | RES-SM-210 | RES-XXSM-XXXX-210-01
IM01620 | RES 1/8W, 220E ,0805 ,1% | RES-XXSM-XXXX-211-01 |  | B Class | Nos | Nos | I-Inventory | RM-Raw Material | RES 1/8W, 220E ,0805 ,1% | Raw Material | NA | RESISTOR |  | 85322500 | [11 empty] | 1 | 0 | 0 | 1 | [11 empty] | Yageo R oham Watts | [5 empty] | RC0805FR-07220RL (Yageo) 0805S8F2200T5E (R oham) CR05FTP--220R (Watts) | RES-SM-211 | RES-XXSM-XXXX-211-01
IM01621 | RES 1/8W, 240E ,0805 ,1% | RES-XXSM-XXXX-212-01 |  | B Class | Nos | Nos | I-Inventory | RM-Raw Material | RES 1/8W, 240E ,0805 ,1% | Raw Material | NA | RESISTOR |  | 85322500 | [11 empty] | 1 | 0 | 0 | 1 | [11 empty] | 0 | [5 empty] | N/A | RES-SM-212 | RES-XXSM-XXXX-212-01
IM01622 | RES 1/8W, 270E ,0805 ,1% | RES-XXSM-XXXX-213-01 |  | B Class | Nos | Nos | I-Inventory | RM-Raw Material | RES 1/8W, 270E ,0805 ,1% | Raw Material | NA | RESISTOR |  | 85322500 | [11 empty] | 1 | 0 | 0 | 1 | [11 empty] | 0 | [5 empty] | N/A | RES-SM-213 | RES-XXSM-XXXX-213-01
IM01623 | RES 1/8W, 300E ,0805 ,1% | RES-XXSM-XXXX-214-01 |  | B Class | Nos | Nos | I-Inventory | RM-Raw Material | RES 1/8W, 300E ,0805 ,1% | Raw Material | NA | RESISTOR |  | 85322500 | [11 empty] | 1 | 0 | 0 | 1 | [11 empty] | Yageo R oham Watts | [5 empty] | RC0805FR-07300RL (Yageo) 0805S8F3000T5E (R oham) CR05FTP--300R (Watts) | RES-SM-214 | RES-XXSM-XXXX-214-01
IM01624 | RES 1/8W, 330E ,0805 ,1% | RES-XXSM-XXXX-215-01 |  | B Class | Nos | Nos | I-Inventory | RM-Raw Material | RES 1/8W, 330E ,0805 ,1% | Raw Material | NA | RESISTOR |  | 85322500 | [11 empty] | 1 | 0 | 0 | 1 | [11 empty] | Yageo R oham Watts | [5 empty] | RC0805FR-07330RL (Yageo) 0805S8F3300T5E (R oham) CR05FTP--330R (Watts) | RES-SM-215 | RES-XXSM-XXXX-215-01
IM01625 | RES 1/8W, 360E ,0805 ,1% | RES-XXSM-XXXX-216-01 |  | B Class | Nos | Nos | I-Inventory | RM-Raw Material | RES 1/8W, 360E ,0805 ,1% | Raw Material | NA | RESISTOR |  | 85322500 | [11 empty] | 1 | 0 | 0 | 1 | [11 empty] | 0 | [5 empty] | N/A | RES-SM-216 | RES-XXSM-XXXX-216-01
IM01626 | RES 1/8W, 390E ,0805 ,1% | RES-XXSM-XXXX-217-01 |  | B Class | Nos | Nos | I-Inventory | RM-Raw Material | RES 1/8W, 390E ,0805 ,1% | Raw Material | NA | RESISTOR |  | 85322500 | [11 empty] | 1 | 0 | 0 | 1 | [11 empty] | Yageo R oham Watts | [5 empty] | RC0805FR-07390RL (Yageo) 0805S8F3900T5E (R oham) CR05FTP--390R (Watts) | RES-SM-217 | RES-XXSM-XXXX-217-01
IM01627 | RES 1/8W, 430E ,0805 ,1% | RES-XXSM-XXXX-218-01 |  | B Class | Nos | Nos | I-Inventory | RM-Raw Material | RES 1/8W, 430E ,0805 ,1% | Raw Material | NA | RESISTOR |  | 85322500 | [11 empty] | 1 | 0 | 0 | 1 | [11 empty] | 0 | [5 empty] | N/A | RES-SM-218 | RES-XXSM-XXXX-218-01
IM01628 | RES 1/8W, 470E ,0805 ,1% | RES-XXSM-XXXX-219-01 |  | B Class | Nos | Nos | I-Inventory | RM-Raw Material | RES 1/8W, 470E ,0805 ,1% | Raw Material | NA | RESISTOR |  | 85322500 | [11 empty] | 1 | 0 | 0 | 1 | [11 empty] | Yageo R oham Watts | [5 empty] | RC0805FR-07470RL (Yageo) 0805S8F4700T5E (R oham) CR05FTP4700 (Watts) | RES-SM-219 | RES-XXSM-XXXX-219-01
IM01629 | RES 1/8W, 510E ,0805 ,1% | RES-XXSM-XXXX-220-01 |  | B Class | Nos | Nos | I-Inventory | RM-Raw Material | RES 1/8W, 510E ,0805 ,1% | Raw Material | NA | RESISTOR |  | 85322500 | [11 empty] | 1 | 0 | 0 | 1 | [11 empty] | 0 | [5 empty] | N/A | RES-SM-220 | RES-XXSM-XXXX-220-01
IM01630 | RES 1/8W, 560E ,0805 ,1% | RES-XXSM-XXXX-221-01 |  | B Class | Nos | Nos | I-Inventory | RM-Raw Material | RES 1/8W, 560E ,0805 ,1% | Raw Material | NA | RESISTOR |  | 85322500 | [11 empty] | 1 | 0 | 0 | 1 | [11 empty] | 0 | [5 empty] | N/A | RES-SM-221 | RES-XXSM-XXXX-221-01
IM01631 | RES 1/8W, 620E ,0805 ,1% | RES-XXSM-XXXX-222-01 |  | B Class | Nos | Nos | I-Inventory | RM-Raw Material | RES 1/8W, 620E ,0805 ,1% | Raw Material | NA | RESISTOR |  | 85322500 | [11 empty] | 1 | 0 | 0 | 1 | [11 empty] | 0 | [5 empty] | N/A | RES-SM-222 | RES-XXSM-XXXX-222-01
IM01632 | RES 1/8W, 680E ,0805 ,1% | RES-XXSM-XXXX-223-01 |  | B Class | Nos | Nos | I-Inventory | RM-Raw Material | RES 1/8W, 680E ,0805 ,1% | Raw Material | NA | RESISTOR |  | 85322500 | [11 empty] | 1 | 0 | 0 | 1 | [11 empty] | Yageo R oham Watts | [5 empty] | RC0805FR-07680RL (Yageo) 0805S8F6800T5E (R oham) CR05FTP6800 (Watts) | RES-SM-223 | RES-XXSM-XXXX-223-01
IM01633 | RES 1/8W, 750E ,0805 ,1% | RES-XXSM-XXXX-224-01 |  | B Class | Nos | Nos | I-Inventory | RM-Raw Material | RES 1/8W, 750E ,0805 ,1% | Raw Material | NA | RESISTOR |  | 85322500 | [11 empty] | 1 | 0 | 0 | 1 | [11 empty] | 0 | [5 empty] | N/A | RES-SM-224 | RES-XXSM-XXXX-224-01
IM01634 | RES 1/8W, 820E ,0805 ,1% | RES-XXSM-XXXX-225-01 |  | B Class | Nos | Nos | I-Inventory | RM-Raw Material | RES 1/8W, 820E ,0805 ,1% | Raw Material | NA | RESISTOR |  | 85322500 | [11 empty] | 1 | 0 | 0 | 1 | [11 empty] | 0 | [5 empty] | N/A | RES-SM-225 | RES-XXSM-XXXX-225-01
IM01635 | RES 1/8W, 910E ,0805 ,1% | RES-XXSM-XXXX-226-01 |  | B Class | Nos | Nos | I-Inventory | RM-Raw Material | RES 1/8W, 910E ,0805 ,1% | Raw Material | NA | RESISTOR |  | 85322500 | [11 empty] | 1 | 0 | 0 | 1 | [11 empty] | 0 | [5 empty] | N/A | RES-SM-226 | RES-XXSM-XXXX-226-01
IM01636 | RES 1/8W, 1K ,0805 ,1% | RES-XXSM-XXXX-227-01 |  | B Class | Nos | Nos | I-Inventory | RM-Raw Material | RES 1/8W, 1K ,0805 ,1% | Raw Material | NA | RESISTOR |  | 85322500 | [11 empty] | 1 | 0 | 0 | 1 | [11 empty] | Yageo R oham Watts | [5 empty] | RC0805FR-071KL (Yageo) 0805S8F1001T5E (R oham) CR05FTP1000 (Watts) | RES-SM-227 | RES-XXSM-XXXX-227-01
IM01637 | RES 1/8W, 1K1 ,0805 ,1% | RES-XXSM-XXXX-228-01 |  | B Class | Nos | Nos | I-Inventory | RM-Raw Material | RES 1/8W, 1K1 ,0805 ,1% | Raw Material | NA | RESISTOR |  | 85322500 | [11 empty] | 1 | 0 | 0 | 1 | [11 empty] | 0 | [5 empty] | N/A | RES-SM-228 | RES-XXSM-XXXX-228-01
IM01638 | RES 1/8W, 1K2 ,0805 ,1% | RES-XXSM-XXXX-229-01 |  | B Class | Nos | Nos | I-Inventory | RM-Raw Material | RES 1/8W, 1K2 ,0805 ,1% | Raw Material | NA | RESISTOR |  | 85322500 | [11 empty] | 1 | 0 | 0 | 1 | [11 empty] | 0 | [5 empty] | N/A | RES-SM-229 | RES-XXSM-XXXX-229-01
IM01639 | RES 1/8W, 1K3 ,0805 ,1% | RES-XXSM-XXXX-230-01 |  | B Class | Nos | Nos | I-Inventory | RM-Raw Material | RES 1/8W, 1K3 ,0805 ,1% | Raw Material | NA | RESISTOR |  | 85322500 | [11 empty] | 1 | 0 | 0 | 1 | [11 empty] | 0 | [5 empty] | N/A | RES-SM-230 | RES-XXSM-XXXX-230-01
IM01640 | RES 1/8W, 1K5 ,0805 ,1% | RES-XXSM-XXXX-231-01 |  | B Class | Nos | Nos | I-Inventory | RM-Raw Material | RES 1/8W, 1K5 ,0805 ,1% | Raw Material | NA | RESISTOR |  | 85322500 | [11 empty] | 1 | 0 | 0 | 1 | [11 empty] | Yageo R oham Watts | [5 empty] | RC0805FR-071K5L (Yageo) 0805S8F0152T5E (R oham) CR05FPT--1K5 (Watts) | RES-SM-231 | RES-XXSM-XXXX-231-01
IM01641 | RES 1/8W, 1K6 ,0805 ,1% | RES-XXSM-XXXX-232-01 |  | B Class | Nos | Nos | I-Inventory | RM-Raw Material | RES 1/8W, 1K6 ,0805 ,1% | Raw Material | NA | RESISTOR |  | 85322500 | [11 empty] | 1 | 0 | 0 | 1 | [11 empty] | 0 | [5 empty] | N/A | RES-SM-232 | RES-XXSM-XXXX-232-01
IM01642 | RES 1/8W, 1K8 ,0805 ,1% | RES-XXSM-XXXX-233-01 |  | B Class | Nos | Nos | I-Inventory | RM-Raw Material | RES 1/8W, 1K8 ,0805 ,1% | Raw Material | NA | RESISTOR |  | 85322500 | [11 empty] | 1 | 0 | 0 | 1 | [11 empty] | Yageo R oham Watts | [5 empty] | RC0805FR-071K8L (Yageo) 0805S8F1801T5E (R oham) CR05FPT--1K8 (Watts) | RES-SM-233 | RES-XXSM-XXXX-233-01
IM01643 | RES 1/8W, 2K ,0805 ,1% | RES-XXSM-XXXX-234-01 |  | B Class | Nos | Nos | I-Inventory | RM-Raw Material | RES 1/8W, 2K ,0805 ,1% | Raw Material | NA | RESISTOR |  | 85322500 | [11 empty] | 1 | 0 | 0 | 1 | [11 empty] | Yageo R oham Watts | [5 empty] | RC0805FR-072KL (Yageo) 0805S8F2001T5E (R oham) CR05FTP--2K (Watts) | RES-SM-234 | RES-XXSM-XXXX-234-01
IM01644 | RES 1/8W, 2K2 ,0805 ,1% | RES-XXSM-XXXX-235-01 |  | B Class | Nos | Nos | I-Inventory | RM-Raw Material | RES 1/8W, 2K2 ,0805 ,1% | Raw Material | NA | RESISTOR |  | 85322500 | [11 empty] | 1 | 0 | 0 | 1 | [11 empty] | Yageo R oham Watts | [5 empty] | RC0805FR-072K2L (Yageo) 0805S8F0222T5E (R oham) CR05FPT--2K2 (Watts) | RES-SM-235 | RES-XXSM-XXXX-235-01
IM01645 | RES 1/8W, 2K4 ,0805 ,1% | RES-XXSM-XXXX-236-01 |  | B Class | Nos | Nos | I-Inventory | RM-Raw Material | RES 1/8W, 2K4 ,0805 ,1% | Raw Material | NA | RESISTOR |  | 85322500 | [11 empty] | 1 | 0 | 0 | 1 | [11 empty] | 0 | [5 empty] | N/A | RES-SM-236 | RES-XXSM-XXXX-236-01
IM01646 | RES 1/8W, 2K7 ,0805 ,1% | RES-XXSM-XXXX-237-01 |  | B Class | Nos | Nos | I-Inventory | RM-Raw Material | RES 1/8W, 2K7 ,0805 ,1% | Raw Material | NA | RESISTOR |  | 85322500 | [11 empty] | 1 | 0 | 0 | 1 | [11 empty] | 0 | [5 empty] | N/A | RES-SM-237 | RES-XXSM-XXXX-237-01
IM01647 | RES 1/8W, 3K ,0805 ,1% | RES-XXSM-XXXX-238-01 |  | B Class | Nos | Nos | I-Inventory | RM-Raw Material | RES 1/8W, 3K ,0805 ,1% | Raw Material | NA | RESISTOR |  | 85322500 | [11 empty] | 1 | 0 | 0 | 1 | [11 empty] | Yageo R oham Watts | [5 empty] | RC0805FR-073KL (Yageo) 0805S8F3001T5E (R oham) CR05FTP3000 (Watts) | RES-SM-238 | RES-XXSM-XXXX-238-01
IM01648 | RES 1/8W, 3K3 ,0805 ,1% | RES-XXSM-XXXX-239-01 |  | B Class | Nos | Nos | I-Inventory | RM-Raw Material | RES 1/8W, 3K3 ,0805 ,1% | Raw Material | NA | RESISTOR |  | 85322500 | [11 empty] | 1 | 0 | 0 | 1 | [11 empty] | Yageo R oham | [5 empty] | RC0805FR-073K3L (YAGEO) 0603SAF3301T5E (R OHM) | RES-SM-239 | RES-XXSM-XXXX-239-01
IM01649 | RES 1/8W, 3K6 ,0805 ,1% | RES-XXSM-XXXX-240-01 |  | B Class | Nos | Nos | I-Inventory | RM-Raw Material | RES 1/8W, 3K6 ,0805 ,1% | Raw Material | NA | RESISTOR |  | 85322500 | [11 empty] | 1 | 0 | 0 | 1 | [11 empty] | Yageo R oham Watts | [5 empty] | RC0805FR-073K6L (Yageo) 0805S8F0362T5E (R oham) CR06FPT--3K6 (Watts) | RES-SM-240 | RES-XXSM-XXXX-240-01
IM01650 | RES 1/8W, 3K9 ,0805 ,1% | RES-XXSM-XXXX-241-01 |  | B Class | Nos | Nos | I-Inventory | RM-Raw Material | RES 1/8W, 3K9 ,0805 ,1% | Raw Material | NA | RESISTOR |  | 85322500 | [11 empty] | 1 | 0 | 0 | 1 | [11 empty] | Yageo R oham Watts | [5 empty] | RC0805FR-073K9L (Yageo) 0805S8F0392T5E (R oham) CR06FPT--3K9 (Watts) | RES-SM-241 | RES-XXSM-XXXX-241-01
IM01651 | RES 1/8W, 4K3 ,0805 ,1% | RES-XXSM-XXXX-242-01 |  | B Class | Nos | Nos | I-Inventory | RM-Raw Material | RES 1/8W, 4K3 ,0805 ,1% | Raw Material | NA | RESISTOR |  | 85322500 | [11 empty] | 1 | 0 | 0 | 1 | [11 empty] | 0 | [5 empty] | N/A | RES-SM-242 | RES-XXSM-XXXX-242-01
IM01652 | RES 1/8W, 4K7 ,0805 ,1% | RES-XXSM-XXXX-243-01 |  | B Class | Nos | Nos | I-Inventory | RM-Raw Material | RES 1/8W, 4K7 ,0805 ,1% | Raw Material | NA | RESISTOR |  | 85322500 | [11 empty] | 1 | 0 | 0 | 1 | [11 empty] | Yageo R oham Watts | [5 empty] | RC0805FR-074K7L (Yageo) 0805S8F4701T5E (R oham) CR05FTP--4701 (Watts) | RES-SM-243 | RES-XXSM-XXXX-243-01
IM01653 | RES 1/8W, 5K1 ,0805 ,1% | RES-XXSM-XXXX-244-01 |  | B Class | Nos | Nos | I-Inventory | RM-Raw Material | RES 1/8W, 5K1 ,0805 ,1% | Raw Material | NA | RESISTOR |  | 85322500 | [11 empty] | 1 | 0 | 0 | 1 | [11 empty] | 0 | [5 empty] | N/A | RES-SM-244 | RES-XXSM-XXXX-244-01
IM01654 | RES 1/8W, 5K6 ,0805 ,1% | RES-XXSM-XXXX-245-01 |  | B Class | Nos | Nos | I-Inventory | RM-Raw Material | RES 1/8W, 5K6 ,0805 ,1% | Raw Material | NA | RESISTOR |  | 85322500 | [11 empty] | 1 | 0 | 0 | 1 | [11 empty] | 0 | [5 empty] | N/A | RES-SM-245 | RES-XXSM-XXXX-245-01
IM01655 | RES 1/8W, 6K2 ,0805 ,1% | RES-XXSM-XXXX-246-01 |  | B Class | Nos | Nos | I-Inventory | RM-Raw Material | RES 1/8W, 6K2 ,0805 ,1% | Raw Material | NA | RESISTOR |  | 85322500 | [11 empty] | 1 | 0 | 0 | 1 | [11 empty] | 0 | [5 empty] | N/A | RES-SM-246 | RES-XXSM-XXXX-246-01
IM01656 | RES 1/8W, 6K8 ,0805 ,1% | RES-XXSM-XXXX-247-01 |  | B Class | Nos | Nos | I-Inventory | RM-Raw Material | RES 1/8W, 6K8 ,0805 ,1% | Raw Material | NA | RESISTOR |  | 85322500 | [11 empty] | 1 | 0 | 0 | 1 | [11 empty] | Yageo R oham | [5 empty] | RC0805FR-076K8L (YAGEO) 0805S8F6801T5E (R-OHM) | RES-SM-247 | RES-XXSM-XXXX-247-01
IM01657 | RES 1/8W, 7K5 ,0805 ,1% | RES-XXSM-XXXX-248-01 |  | B Class | Nos | Nos | I-Inventory | RM-Raw Material | RES 1/8W, 7K5 ,0805 ,1% | Raw Material | NA | RESISTOR |  | 85322500 | [11 empty] | 1 | 0 | 0 | 1 | [11 empty] | Yageo R oham Watts | [5 empty] | RC0805FR-077K5L (Yageo) 0805S8F7501T5E (R oham) CR05FTP--7K5 (Watts) | RES-SM-248 | RES-XXSM-XXXX-248-01
IM01658 | RES 1/8W, 8K2 ,0805 ,1% | RES-XXSM-XXXX-249-01 |  | B Class | Nos | Nos | I-Inventory | RM-Raw Material | RES 1/8W, 8K2 ,0805 ,1% | Raw Material | NA | RESISTOR |  | 85322500 | [11 empty] | 1 | 0 | 0 | 1 | [11 empty] | 0 | [5 empty] | N/A | RES-SM-249 | RES-XXSM-XXXX-249-01
IM01659 | RES 1/8W, 9K1 ,0805 ,1% | RES-XXSM-XXXX-250-01 |  | B Class | Nos | Nos | I-Inventory | RM-Raw Material | RES 1/8W, 9K1 ,0805 ,1% | Raw Material | NA | RESISTOR |  | 85322500 | [11 empty] | 1 | 0 | 0 | 1 | [11 empty] | 0 | [5 empty] | N/A | RES-SM-250 | RES-XXSM-XXXX-250-01
IM01660 | RES 1/8W, 10K ,0805 ,1% | RES-XXSM-XXXX-251-01 |  | B Class | Nos | Nos | I-Inventory | RM-Raw Material | RES 1/8W, 10K ,0805 ,1% | Raw Material | NA | RESISTOR |  | 85322500 | [11 empty] | 1 | 0 | 0 | 1 | [11 empty] | Yageo R oham Watts | [5 empty] | RC0805FR-0710KL (Yageo) 0805S8F1002T5E (R oham) CR05FTP--1002 (Watts) | RES-SM-251 | RES-XXSM-XXXX-251-01
IM01661 | RES 1/8W, 11K ,0805 ,1% | RES-XXSM-XXXX-252-01 |  | B Class | Nos | Nos | I-Inventory | RM-Raw Material | RES 1/8W, 11K ,0805 ,1% | Raw Material | NA | RESISTOR |  | 85322500 | [11 empty] | 1 | 0 | 0 | 1 | [11 empty] | Yageo R oham Watts | [5 empty] | RC0805FR-0711KL (Yageo) 0805S8F1102T5E (R oham) CR05FTP--1102 (Watts) | RES-SM-252 | RES-XXSM-XXXX-252-01
IM01662 | RES 1/8W, 12K ,0805 ,1% | RES-XXSM-XXXX-253-01 |  | B Class | Nos | Nos | I-Inventory | RM-Raw Material | RES 1/8W, 12K ,0805 ,1% | Raw Material | NA | RESISTOR |  | 85322500 | [11 empty] | 1 | 0 | 0 | 1 | [11 empty] | Yageo R oham Watts | [5 empty] | RC0805FR-0712KL (Yageo) 0805S8F1202T5E (R oham) CR05FTP--1202 (Watts) | RES-SM-253 | RES-XXSM-XXXX-253-01
IM01663 | RES 1/8W, 13K ,0805 ,1% | RES-XXSM-XXXX-254-01 |  | B Class | Nos | Nos | I-Inventory | RM-Raw Material | RES 1/8W, 13K ,0805 ,1% | Raw Material | NA | RESISTOR |  | 85322500 | [11 empty] | 1 | 0 | 0 | 1 | [11 empty] | 0 | [5 empty] | N/A | RES-SM-254 | RES-XXSM-XXXX-254-01
IM01664 | RES 1/8W, 15K ,0805 ,1% | RES-XXSM-XXXX-255-01 |  | B Class | Nos | Nos | I-Inventory | RM-Raw Material | RES 1/8W, 15K ,0805 ,1% | Raw Material | NA | RESISTOR |  | 85322500 | [11 empty] | 1 | 0 | 0 | 1 | [11 empty] | Yageo R oham Watts | [5 empty] | RC0805FR-0715KL (Yageo) 0805S8F1502T5E (R oham) CR05FTP--1502 (Watts) | RES-SM-255 | RES-XXSM-XXXX-255-01
IM01665 | RES 1/8W, 16K ,0805 ,1% | RES-XXSM-XXXX-256-01 |  | B Class | Nos | Nos | I-Inventory | RM-Raw Material | RES 1/8W, 16K ,0805 ,1% | Raw Material | NA | RESISTOR |  | 85322500 | [11 empty] | 1 | 0 | 0 | 1 | [11 empty] | 0 | [5 empty] | N/A | RES-SM-256 | RES-XXSM-XXXX-256-01
IM01666 | RES 1/8W, 18K ,0805 ,1% | RES-XXSM-XXXX-257-01 |  | B Class | Nos | Nos | I-Inventory | RM-Raw Material | RES 1/8W, 18K ,0805 ,1% | Raw Material | NA | RESISTOR |  | 85322500 | [11 empty] | 1 | 0 | 0 | 1 | [11 empty] | 0 | [5 empty] | N/A | RES-SM-257 | RES-XXSM-XXXX-257-01
IM01667 | RES 1/8W, 20K ,0805 ,1% | RES-XXSM-XXXX-258-01 |  | B Class | Nos | Nos | I-Inventory | RM-Raw Material | RES 1/8W, 20K ,0805 ,1% | Raw Material | NA | RESISTOR |  | 85322500 | [11 empty] | 1 | 0 | 0 | 1 | [11 empty] | Yageo R oham Watts | [5 empty] | RC0805FR-720KL (Yageo) 0805S8F2002T5E (R oham) CR05FTP2002 (Watts) | RES-SM-258 | RES-XXSM-XXXX-258-01
IM01668 | RES 1/8W, 22K ,0805 ,1% | RES-XXSM-XXXX-259-01 |  | B Class | Nos | Nos | I-Inventory | RM-Raw Material | RES 1/8W, 22K ,0805 ,1% | Raw Material | NA | RESISTOR |  | 85322500 | [11 empty] | 1 | 0 | 0 | 1 | [11 empty] | Yageo R oham Watts | [5 empty] | RC0805FR-722KL (Yageo) 0805S8F2202T5E (R oham) CR05FTP2202 (Watts) | RES-SM-259 | RES-XXSM-XXXX-259-01
IM01669 | RES 1/8W, 24K ,0805 ,1% | RES-XXSM-XXXX-260-01 |  | B Class | Nos | Nos | I-Inventory | RM-Raw Material | RES 1/8W, 24K ,0805 ,1% | Raw Material | NA | RESISTOR |  | 85322500 | [11 empty] | 1 | 0 | 0 | 1 | [11 empty] | Yageo R oham Watts | [5 empty] | RC0805FR-0724KL (Yageo) 0805S8F2402T5E (R oham) CR05FTP2402 (Watts) | RES-SM-260 | RES-XXSM-XXXX-260-01
IM01670 | RES 1/8W, 27K ,0805 ,1% | RES-XXSM-XXXX-261-01 |  | B Class | Nos | Nos | I-Inventory | RM-Raw Material | RES 1/8W, 27K ,0805 ,1% | Raw Material | NA | RESISTOR |  | 85322500 | [11 empty] | 1 | 0 | 0 | 1 | [11 empty] | 0 | [5 empty] | N/A | RES-SM-261 | RES-XXSM-XXXX-261-01
IM01671 | RES 1/8W, 30K ,0805 ,1% | RES-XXSM-XXXX-262-01 |  | B Class | Nos | Nos | I-Inventory | RM-Raw Material | RES 1/8W, 30K ,0805 ,1% | Raw Material | NA | RESISTOR |  | 85322500 | [11 empty] | 1 | 0 | 0 | 1 | [11 empty] | Yageo R oham Watts | [5 empty] | RC0805FR-0730KL (Yageo) 0805S8F3002T5E (R oham) CR05FTP3002 (Watts) | RES-SM-262 | RES-XXSM-XXXX-262-01
IM01672 | RES 1/8W, 33K ,0805 ,1% | RES-XXSM-XXXX-263-01 |  | B Class | Nos | Nos | I-Inventory | RM-Raw Material | RES 1/8W, 33K ,0805 ,1% | Raw Material | NA | RESISTOR |  | 85322500 | [11 empty] | 1 | 0 | 0 | 1 | [11 empty] | 0 | [5 empty] | N/A | RES-SM-263 | RES-XXSM-XXXX-263-01
IM01673 | RES 1/8W, 36K ,0805 ,1% | RES-XXSM-XXXX-264-01 |  | B Class | Nos | Nos | I-Inventory | RM-Raw Material | RES 1/8W, 36K ,0805 ,1% | Raw Material | NA | RESISTOR |  | 85322500 | [11 empty] | 1 | 0 | 0 | 1 | [11 empty] | 0 | [5 empty] | N/A | RES-SM-264 | RES-XXSM-XXXX-264-01
IM01674 | RES 1/8W, 39K ,0805 ,1% | RES-XXSM-XXXX-265-01 |  | B Class | Nos | Nos | I-Inventory | RM-Raw Material | RES 1/8W, 39K ,0805 ,1% | Raw Material | NA | RESISTOR |  | 85322500 | [11 empty] | 1 | 0 | 0 | 1 | [11 empty] | 0 | [5 empty] | N/A | RES-SM-265 | RES-XXSM-XXXX-265-01
IM01675 | RES 1/8W, 43K ,0805 ,1% | RES-XXSM-XXXX-266-01 |  | B Class | Nos | Nos | I-Inventory | RM-Raw Material | RES 1/8W, 43K ,0805 ,1% | Raw Material | NA | RESISTOR |  | 85322500 | [11 empty] | 1 | 0 | 0 | 1 | [11 empty] | 0 | [5 empty] | N/A | RES-SM-266 | RES-XXSM-XXXX-266-01
IM01676 | RES 1/8W, 47K ,0805 ,1% | RES-XXSM-XXXX-267-01 |  | B Class | Nos | Nos | I-Inventory | RM-Raw Material | RES 1/8W, 47K ,0805 ,1% | Raw Material | NA | RESISTOR |  | 85322500 | [11 empty] | 1 | 0 | 0 | 1 | [11 empty] | Yageo R oham Watts | [5 empty] | RC0805FR-0747KL (Yageo) 0805S8F4702T5E (R oham) CR05FTP--47K (Watts) | RES-SM-267 | RES-XXSM-XXXX-267-01
IM01677 | RES 1/8W, 51K ,0805 ,1% | RES-XXSM-XXXX-268-01 |  | B Class | Nos | Nos | I-Inventory | RM-Raw Material | RES 1/8W, 51K ,0805 ,1% | Raw Material | NA | RESISTOR |  | 85322500 | [11 empty] | 1 | 0 | 0 | 1 | [11 empty] | 0 | [5 empty] | N/A | RES-SM-268 | RES-XXSM-XXXX-268-01
IM01678 | RES 1/8W, 56K ,0805 ,1% | RES-XXSM-XXXX-269-01 |  | B Class | Nos | Nos | I-Inventory | RM-Raw Material | RES 1/8W, 56K ,0805 ,1% | Raw Material | NA | RESISTOR |  | 85322500 | [11 empty] | 1 | 0 | 0 | 1 | [11 empty] | Yageo R oham Watts | [5 empty] | RC0805FR-0756KL (YAGEO) 0805S8F5602T5E (R-OHM) CR05FTP--56K (Watts) | RES-SM-269 | RES-XXSM-XXXX-269-01
IM01679 | RES 1/8W, 62K ,0805 ,1% | RES-XXSM-XXXX-270-01 |  | B Class | Nos | Nos | I-Inventory | RM-Raw Material | RES 1/8W, 62K ,0805 ,1% | Raw Material | NA | RESISTOR |  | 85322500 | [11 empty] | 1 | 0 | 0 | 1 | [11 empty] | 0 | [5 empty] | N/A | RES-SM-270 | RES-XXSM-XXXX-270-01
IM01680 | RES 1/8W, 68K ,0805 ,1% | RES-XXSM-XXXX-271-01 |  | B Class | Nos | Nos | I-Inventory | RM-Raw Material | RES 1/8W, 68K ,0805 ,1% | Raw Material | NA | RESISTOR |  | 85322500 | [11 empty] | 1 | 0 | 0 | 1 | [11 empty] | Yageo R oham Watts | [5 empty] | RC0805FR-0768KL (YAGEO) 0805S8F6802T5E (R-OHM) CR05FTP--68K (Watts) | RES-SM-271 | RES-XXSM-XXXX-271-01
IM01681 | RES 1/8W, 75K ,0805 ,1% | RES-XXSM-XXXX-272-01 |  | B Class | Nos | Nos | I-Inventory | RM-Raw Material | RES 1/8W, 75K ,0805 ,1% | Raw Material | NA | RESISTOR |  | 85322500 | [11 empty] | 1 | 0 | 0 | 1 | [11 empty] | 0 | [5 empty] | N/A | RES-SM-272 | RES-XXSM-XXXX-272-01
IM01682 | RES 1/8W, 82K ,0805 ,1% | RES-XXSM-XXXX-273-01 |  | B Class | Nos | Nos | I-Inventory | RM-Raw Material | RES 1/8W, 82K ,0805 ,1% | Raw Material | NA | RESISTOR |  | 85322500 | [11 empty] | 1 | 0 | 0 | 1 | [11 empty] | 0 | [5 empty] | N/A | RES-SM-273 | RES-XXSM-XXXX-273-01
IM01683 | RES 1/8W, 91K ,0805 ,1% | RES-XXSM-XXXX-274-01 |  | B Class | Nos | Nos | I-Inventory | RM-Raw Material | RES 1/8W, 91K ,0805 ,1% | Raw Material | NA | RESISTOR |  | 85322500 | [11 empty] | 1 | 0 | 0 | 1 | [11 empty] | 0 | [5 empty] | N/A | RES-SM-274 | RES-XXSM-XXXX-274-01
IM01684 | RES 1/8W, 100K ,0805 ,1% | RES-XXSM-XXXX-275-01 |  | B Class | Nos | Nos | I-Inventory | RM-Raw Material | RES 1/8W, 100K ,0805 ,1% | Raw Material | NA | RESISTOR |  | 85322500 | [11 empty] | 1 | 0 | 0 | 1 | [11 empty] | Yageo R oham Watts | [5 empty] | RC0805FR-07100KL (Yageo) 0805S8F1003T5E (R oham) CR05FTP1003 (Watts) | RES-SM-275 | RES-XXSM-XXXX-275-01
IM01685 | RES 1/8W, 110K ,0805 ,1% | RES-XXSM-XXXX-276-01 |  | B Class | Nos | Nos | I-Inventory | RM-Raw Material | RES 1/8W, 110K ,0805 ,1% | Raw Material | NA | RESISTOR |  | 85322500 | [11 empty] | 1 | 0 | 0 | 1 | [11 empty] | 0 | [5 empty] | N/A | RES-SM-276 | RES-XXSM-XXXX-276-01
IM01686 | RES 1/8W, 120K ,0805 ,1% | RES-XXSM-XXXX-277-01 |  | B Class | Nos | Nos | I-Inventory | RM-Raw Material | RES 1/8W, 120K ,0805 ,1% | Raw Material | NA | RESISTOR |  | 85322500 | [11 empty] | 1 | 0 | 0 | 1 | [11 empty] | Yageo R oham Watts | [5 empty] | RC0805FR-07120KL (Yageo) 0805S8F1203T5E (R oham) CR05FTP--120K (Watts) | RES-SM-277 | RES-XXSM-XXXX-277-01
IM01687 | RES 1/8W, 130K ,0805 ,1% | RES-XXSM-XXXX-278-01 |  | B Class | Nos | Nos | I-Inventory | RM-Raw Material | RES 1/8W, 130K ,0805 ,1% | Raw Material | NA | RESISTOR |  | 85322500 | [11 empty] | 1 | 0 | 0 | 1 | [11 empty] | 0 | [5 empty] | N/A | RES-SM-278 | RES-XXSM-XXXX-278-01
IM01688 | RES 1/8W, 150K ,0805 ,1% | RES-XXSM-XXXX-279-01 |  | B Class | Nos | Nos | I-Inventory | RM-Raw Material | RES 1/8W, 150K ,0805 ,1% | Raw Material | NA | RESISTOR |  | 85322500 | [11 empty] | 1 | 0 | 0 | 1 | [11 empty] | Yageo R oham Watts | [5 empty] | RC0805FR-07150KL (Yageo) 0805S8F1503T5E (R oham) CR05FTP--150K (Watts) | RES-SM-279 | RES-XXSM-XXXX-279-01
IM01689 | RES 1/8W, 160K ,0805 ,1% | RES-XXSM-XXXX-280-01 |  | B Class | Nos | Nos | I-Inventory | RM-Raw Material | RES 1/8W, 160K ,0805 ,1% | Raw Material | NA | RESISTOR |  | 85322500 | [11 empty] | 1 | 0 | 0 | 1 | [11 empty] | 0 | [5 empty] | N/A | RES-SM-280 | RES-XXSM-XXXX-280-01
IM01690 | RES 1/8W, 180K ,0805 ,1% | RES-XXSM-XXXX-281-01 |  | B Class | Nos | Nos | I-Inventory | RM-Raw Material | RES 1/8W, 180K ,0805 ,1% | Raw Material | NA | RESISTOR |  | 85322500 | [11 empty] | 1 | 0 | 0 | 1 | [11 empty] | 0 | [5 empty] | N/A | RES-SM-281 | RES-XXSM-XXXX-281-01
IM01691 | RES 1/8W, 200K ,0805 ,1% | RES-XXSM-XXXX-282-01 |  | B Class | Nos | Nos | I-Inventory | RM-Raw Material | RES 1/8W, 200K ,0805 ,1% | Raw Material | NA | RESISTOR |  | 85322500 | [11 empty] | 1 | 0 | 0 | 1 | [11 empty] | 0 | [5 empty] | N/A | RES-SM-282 | RES-XXSM-XXXX-282-01
IM01692 | RES 1/8W, 220K ,0805 ,1% | RES-XXSM-XXXX-283-01 |  | B Class | Nos | Nos | I-Inventory | RM-Raw Material | RES 1/8W, 220K ,0805 ,1% | Raw Material | NA | RESISTOR |  | 85322500 | [11 empty] | 1 | 0 | 0 | 1 | [11 empty] | 0 | [5 empty] | N/A | RES-SM-283 | RES-XXSM-XXXX-283-01
IM01693 | RES 1/8W, 240K ,0805 ,1% | RES-XXSM-XXXX-284-01 |  | B Class | Nos | Nos | I-Inventory | RM-Raw Material | RES 1/8W, 240K ,0805 ,1% | Raw Material | NA | RESISTOR |  | 85322500 | [11 empty] | 1 | 0 | 0 | 1 | [11 empty] | 0 | [5 empty] | N/A | RES-SM-284 | RES-XXSM-XXXX-284-01
IM01694 | RES 1/8W, 270K ,0805 ,1% | RES-XXSM-XXXX-285-01 |  | B Class | Nos | Nos | I-Inventory | RM-Raw Material | RES 1/8W, 270K ,0805 ,1% | Raw Material | NA | RESISTOR |  | 85322500 | [11 empty] | 1 | 0 | 0 | 1 | [11 empty] | 0 | [5 empty] | N/A | RES-SM-285 | RES-XXSM-XXXX-285-01
IM01695 | RES 1/8W, 300K ,0805 ,1% | RES-XXSM-XXXX-286-01 |  | B Class | Nos | Nos | I-Inventory | RM-Raw Material | RES 1/8W, 300K ,0805 ,1% | Raw Material | NA | RESISTOR |  | 85322500 | [11 empty] | 1 | 0 | 0 | 1 | [11 empty] | Yageo R oham Watts | [5 empty] | RC0805FR-07300KL (Yageo) 0805S8F3003T5E (R oham) CR05FTP--300K (Watts) | RES-SM-286 | RES-XXSM-XXXX-286-01
IM01696 | RES 1/8W, 330K ,0805 ,1% | RES-XXSM-XXXX-287-01 |  | B Class | Nos | Nos | I-Inventory | RM-Raw Material | RES 1/8W, 330K ,0805 ,1% | Raw Material | NA | RESISTOR |  | 85322500 | [11 empty] | 1 | 0 | 0 | 1 | [11 empty] | 0 | [5 empty] | N/A | RES-SM-287 | RES-XXSM-XXXX-287-01
IM01697 | RES 1/8W, 360K ,0805 ,1% | RES-XXSM-XXXX-288-01 |  | B Class | Nos | Nos | I-Inventory | RM-Raw Material | RES 1/8W, 360K ,0805 ,1% | Raw Material | NA | RESISTOR |  | 85322500 | [11 empty] | 1 | 0 | 0 | 1 | [11 empty] | 0 | [5 empty] | N/A | RES-SM-288 | RES-XXSM-XXXX-288-01
IM01698 | RES 1/8W, 390K ,0805 ,1% | RES-XXSM-XXXX-289-01 |  | B Class | Nos | Nos | I-Inventory | RM-Raw Material | RES 1/8W, 390K ,0805 ,1% | Raw Material | NA | RESISTOR |  | 85322500 | [11 empty] | 1 | 0 | 0 | 1 | [11 empty] | 0 | [5 empty] | N/A | RES-SM-289 | RES-XXSM-XXXX-289-01
IM01699 | RES 1/8W, 430K ,0805 ,1% | RES-XXSM-XXXX-290-01 |  | B Class | Nos | Nos | I-Inventory | RM-Raw Material | RES 1/8W, 430K ,0805 ,1% | Raw Material | NA | RESISTOR |  | 85322500 | [11 empty] | 1 | 0 | 0 | 1 | [11 empty] | 0 | [5 empty] | N/A | RES-SM-290 | RES-XXSM-XXXX-290-01
IM01700 | RES 1/8W, 470K ,0805 ,1% | RES-XXSM-XXXX-291-01 |  | B Class | Nos | Nos | I-Inventory | RM-Raw Material | RES 1/8W, 470K ,0805 ,1% | Raw Material | NA | RESISTOR |  | 85322500 | [11 empty] | 1 | 0 | 0 | 1 | [11 empty] | Yageo R oham Watts | [5 empty] | RC0805FR-07470KL (Yageo) 0805S8F4703T5E (R oham) CR05FTP--470K (Watts) | RES-SM-291 | RES-XXSM-XXXX-291-01
IM01701 | RES 1/8W, 510K ,0805 ,1% | RES-XXSM-XXXX-292-01 |  | B Class | Nos | Nos | I-Inventory | RM-Raw Material | RES 1/8W, 510K ,0805 ,1% | Raw Material | NA | RESISTOR |  | 85322500 | [11 empty] | 1 | 0 | 0 | 1 | [11 empty] | 0 | [5 empty] | N/A | RES-SM-292 | RES-XXSM-XXXX-292-01
IM01702 | RES 1/8W, 560K ,0805 ,1% | RES-XXSM-XXXX-293-01 |  | B Class | Nos | Nos | I-Inventory | RM-Raw Material | RES 1/8W, 560K ,0805 ,1% | Raw Material | NA | RESISTOR |  | 85322500 | [11 empty] | 1 | 0 | 0 | 1 | [11 empty] | 0 | [5 empty] | N/A | RES-SM-293 | RES-XXSM-XXXX-293-01
IM01703 | RES 1/8W, 620K ,0805 ,1% | RES-XXSM-XXXX-294-01 |  | B Class | Nos | Nos | I-Inventory | RM-Raw Material | RES 1/8W, 620K ,0805 ,1% | Raw Material | NA | RESISTOR |  | 85322500 | [11 empty] | 1 | 0 | 0 | 1 | [11 empty] | 0 | [5 empty] | N/A | RES-SM-294 | RES-XXSM-XXXX-294-01
IM01704 | RES 1/8W, 680K ,0805 ,1% | RES-XXSM-XXXX-295-01 |  | B Class | Nos | Nos | I-Inventory | RM-Raw Material | RES 1/8W, 680K ,0805 ,1% | Raw Material | NA | RESISTOR |  | 85322500 | [11 empty] | 1 | 0 | 0 | 1 | [11 empty] | 0 | [5 empty] | N/A | RES-SM-295 | RES-XXSM-XXXX-295-01
IM01705 | RES 1/8W, 750K ,0805 ,1% | RES-XXSM-XXXX-296-01 |  | B Class | Nos | Nos | I-Inventory | RM-Raw Material | RES 1/8W, 750K ,0805 ,1% | Raw Material | NA | RESISTOR |  | 85322500 | [11 empty] | 1 | 0 | 0 | 1 | [11 empty] | 0 | [5 empty] | N/A | RES-SM-296 | RES-XXSM-XXXX-296-01
IM01706 | RES 1/8W, 820K ,0805 ,1% | RES-XXSM-XXXX-297-01 |  | B Class | Nos | Nos | I-Inventory | RM-Raw Material | RES 1/8W, 820K ,0805 ,1% | Raw Material | NA | RESISTOR |  | 85322500 | [11 empty] | 1 | 0 | 0 | 1 | [11 empty] | 0 | [5 empty] | N/A | RES-SM-297 | RES-XXSM-XXXX-297-01
IM01707 | RES 1/8W, 910K ,0805 ,1% | RES-XXSM-XXXX-298-01 |  | B Class | Nos | Nos | I-Inventory | RM-Raw Material | RES 1/8W, 910K ,0805 ,1% | Raw Material | NA | RESISTOR |  | 85322500 | [11 empty] | 1 | 0 | 0 | 1 | [11 empty] | 0 | [5 empty] | N/A | RES-SM-298 | RES-XXSM-XXXX-298-01
IM01708 | RES 1/4W, 1E ,1206 ,1% | RES-XXSM-XXXX-299-01 |  | B Class | Nos | Nos | I-Inventory | RM-Raw Material | RES 1/4W, 1E ,1206 ,1% | Raw Material | NA | RESISTOR |  | 85322500 | [11 empty] | 1 | 0 | 0 | 1 | [11 empty] | 0 | [5 empty] | N/A | RES-SM-299 | RES-XXSM-XXXX-299-01
IM01709 | RES 1/4W, 1E1 ,1206 ,1% | RES-XXSM-XXXX-300-01 |  | B Class | Nos | Nos | I-Inventory | RM-Raw Material | RES 1/4W, 1E1 ,1206 ,1% | Raw Material | NA | RESISTOR |  | 85322500 | [11 empty] | 1 | 0 | 0 | 1 | [11 empty] | 0 | [5 empty] | N/A | RES-SM-300 | RES-XXSM-XXXX-300-01
IM01710 | RES 1/4W, 1E2 ,1206 ,1% | RES-XXSM-XXXX-301-01 |  | B Class | Nos | Nos | I-Inventory | RM-Raw Material | RES 1/4W, 1E2 ,1206 ,1% | Raw Material | NA | RESISTOR |  | 85322500 | [11 empty] | 1 | 0 | 0 | 1 | [11 empty] | 0 | [5 empty] | N/A | RES-SM-301 | RES-XXSM-XXXX-301-01
IM01711 | RES 1/4W, 1E3 ,1206 ,1% | RES-XXSM-XXXX-302-01 |  | B Class | Nos | Nos | I-Inventory | RM-Raw Material | RES 1/4W, 1E3 ,1206 ,1% | Raw Material | NA | RESISTOR |  | 85322500 | [11 empty] | 1 | 0 | 0 | 1 | [11 empty] | 0 | [5 empty] | N/A | RES-SM-302 | RES-XXSM-XXXX-302-01
IM01712 | RES 1/4W, 1E5 ,1206 ,1% | RES-XXSM-XXXX-303-01 |  | B Class | Nos | Nos | I-Inventory | RM-Raw Material | RES 1/4W, 1E5 ,1206 ,1% | Raw Material | NA | RESISTOR |  | 85322500 | [11 empty] | 1 | 0 | 0 | 1 | [11 empty] | 0 | [5 empty] | N/A | RES-SM-303 | RES-XXSM-XXXX-303-01
IM01713 | RES 1/4W, 1E6 ,1206 ,1% | RES-XXSM-XXXX-304-01 |  | B Class | Nos | Nos | I-Inventory | RM-Raw Material | RES 1/4W, 1E6 ,1206 ,1% | Raw Material | NA | RESISTOR |  | 85322500 | [11 empty] | 1 | 0 | 0 | 1 | [11 empty] | 0 | [5 empty] | N/A | RES-SM-304 | RES-XXSM-XXXX-304-01
IM01714 | RES 1/4W, 1E8 ,1206 ,1% | RES-XXSM-XXXX-305-01 |  | B Class | Nos | Nos | I-Inventory | RM-Raw Material | RES 1/4W, 1E8 ,1206 ,1% | Raw Material | NA | RESISTOR |  | 85322500 | [11 empty] | 1 | 0 | 0 | 1 | [11 empty] | 0 | [5 empty] | N/A | RES-SM-305 | RES-XXSM-XXXX-305-01
IM01715 | RES 1/4W, 2E ,1206 ,1% | RES-XXSM-XXXX-306-01 |  | B Class | Nos | Nos | I-Inventory | RM-Raw Material | RES 1/4W, 2E ,1206 ,1% | Raw Material | NA | RESISTOR |  | 85322500 | [11 empty] | 1 | 0 | 0 | 1 | [11 empty] | 0 | [5 empty] | N/A | RES-SM-306 | RES-XXSM-XXXX-306-01
IM01716 | RES 1/4W, 2E2 ,1206 ,1% | RES-XXSM-XXXX-307-01 |  | B Class | Nos | Nos | I-Inventory | RM-Raw Material | RES 1/4W, 2E2 ,1206 ,1% | Raw Material | NA | RESISTOR |  | 85322500 | [11 empty] | 1 | 0 | 0 | 1 | [11 empty] | 0 | [5 empty] | N/A | RES-SM-307 | RES-XXSM-XXXX-307-01
IM01717 | RES 1/4W, 2E4 ,1206 ,1% | RES-XXSM-XXXX-308-01 |  | B Class | Nos | Nos | I-Inventory | RM-Raw Material | RES 1/4W, 2E4 ,1206 ,1% | Raw Material | NA | RESISTOR |  | 85322500 | [11 empty] | 1 | 0 | 0 | 1 | [11 empty] | 0 | [5 empty] | N/A | RES-SM-308 | RES-XXSM-XXXX-308-01
IM01718 | RES 1/4W, 2E7 ,1206 ,1% | RES-XXSM-XXXX-309-01 |  | B Class | Nos | Nos | I-Inventory | RM-Raw Material | RES 1/4W, 2E7 ,1206 ,1% | Raw Material | NA | RESISTOR |  | 85322500 | [11 empty] | 1 | 0 | 0 | 1 | [11 empty] | 0 | [5 empty] | N/A | RES-SM-309 | RES-XXSM-XXXX-309-01
IM01719 | RES 1/4W, 3E ,1206 ,1% | RES-XXSM-XXXX-310-01 |  | B Class | Nos | Nos | I-Inventory | RM-Raw Material | RES 1/4W, 3E ,1206 ,1% | Raw Material | NA | RESISTOR |  | 85322500 | [11 empty] | 1 | 0 | 0 | 1 | [11 empty] | 0 | [5 empty] | N/A | RES-SM-310 | RES-XXSM-XXXX-310-01
IM01720 | RES 1/4W, 3E3 ,1206 ,1% | RES-XXSM-XXXX-311-01 |  | B Class | Nos | Nos | I-Inventory | RM-Raw Material | RES 1/4W, 3E3 ,1206 ,1% | Raw Material | NA | RESISTOR |  | 85322500 | [11 empty] | 1 | 0 | 0 | 1 | [11 empty] | 0 | [5 empty] | N/A | RES-SM-311 | RES-XXSM-XXXX-311-01
IM01721 | RES 1/4W, 3E6 ,1206 ,1% | RES-XXSM-XXXX-312-01 |  | B Class | Nos | Nos | I-Inventory | RM-Raw Material | RES 1/4W, 3E6 ,1206 ,1% | Raw Material | NA | RESISTOR |  | 85322500 | [11 empty] | 1 | 0 | 0 | 1 | [11 empty] | 0 | [5 empty] | N/A | RES-SM-312 | RES-XXSM-XXXX-312-01
IM01722 | RES 1/4W, 3E9 ,1206 ,1% | RES-XXSM-XXXX-313-01 |  | B Class | Nos | Nos | I-Inventory | RM-Raw Material | RES 1/4W, 3E9 ,1206 ,1% | Raw Material | NA | RESISTOR |  | 85322500 | [11 empty] | 1 | 0 | 0 | 1 | [11 empty] | 0 | [5 empty] | N/A | RES-SM-313 | RES-XXSM-XXXX-313-01
IM01723 | RES 1/4W, 4E3 ,1206 ,1% | RES-XXSM-XXXX-314-01 |  | B Class | Nos | Nos | I-Inventory | RM-Raw Material | RES 1/4W, 4E3 ,1206 ,1% | Raw Material | NA | RESISTOR |  | 85322500 | [11 empty] | 1 | 0 | 0 | 1 | [11 empty] | 0 | [5 empty] | N/A | RES-SM-314 | RES-XXSM-XXXX-314-01
IM01724 | RES 1/4W, 4E7 ,1206 ,1% | RES-XXSM-XXXX-315-01 |  | B Class | Nos | Nos | I-Inventory | RM-Raw Material | RES 1/4W, 4E7 ,1206 ,1% | Raw Material | NA | RESISTOR |  | 85322500 | [11 empty] | 1 | 0 | 0 | 1 | [11 empty] | 0 | [5 empty] | N/A | RES-SM-315 | RES-XXSM-XXXX-315-01
IM01725 | RES 1/4W, 5E1 ,1206 ,1% | RES-XXSM-XXXX-316-01 |  | B Class | Nos | Nos | I-Inventory | RM-Raw Material | RES 1/4W, 5E1 ,1206 ,1% | Raw Material | NA | RESISTOR |  | 85322500 | [11 empty] | 1 | 0 | 0 | 1 | [11 empty] | 0 | [5 empty] | N/A | RES-SM-316 | RES-XXSM-XXXX-316-01
IM01726 | RES 1/4W, 5E6 ,1206 ,1% | RES-XXSM-XXXX-317-01 |  | B Class | Nos | Nos | I-Inventory | RM-Raw Material | RES 1/4W, 5E6 ,1206 ,1% | Raw Material | NA | RESISTOR |  | 85322500 | [11 empty] | 1 | 0 | 0 | 1 | [11 empty] | 0 | [5 empty] | N/A | RES-SM-317 | RES-XXSM-XXXX-317-01
IM01727 | RES 1/4W, 6E2 ,1206 ,1% | RES-XXSM-XXXX-318-01 |  | B Class | Nos | Nos | I-Inventory | RM-Raw Material | RES 1/4W, 6E2 ,1206 ,1% | Raw Material | NA | RESISTOR |  | 85322500 | [11 empty] | 1 | 0 | 0 | 1 | [11 empty] | 0 | [5 empty] | N/A | RES-SM-318 | RES-XXSM-XXXX-318-01
IM01728 | RES 1/4W, 6E8 ,1206 ,1% | RES-XXSM-XXXX-319-01 |  | B Class | Nos | Nos | I-Inventory | RM-Raw Material | RES 1/4W, 6E8 ,1206 ,1% | Raw Material | NA | RESISTOR |  | 85322500 | [11 empty] | 1 | 0 | 0 | 1 | [11 empty] | 0 | [5 empty] | N/A | RES-SM-319 | RES-XXSM-XXXX-319-01
IM01729 | RES 1/4W, 7E5 ,1206 ,1% | RES-XXSM-XXXX-320-01 |  | B Class | Nos | Nos | I-Inventory | RM-Raw Material | RES 1/4W, 7E5 ,1206 ,1% | Raw Material | NA | RESISTOR |  | 85322500 | [11 empty] | 1 | 0 | 0 | 1 | [11 empty] | 0 | [5 empty] | N/A | RES-SM-320 | RES-XXSM-XXXX-320-01
IM01730 | RES 1/4W, 8E2 ,1206 ,1% | RES-XXSM-XXXX-321-01 |  | B Class | Nos | Nos | I-Inventory | RM-Raw Material | RES 1/4W, 8E2 ,1206 ,1% | Raw Material | NA | RESISTOR |  | 85322500 | [11 empty] | 1 | 0 | 0 | 1 | [11 empty] | 0 | [5 empty] | N/A | RES-SM-321 | RES-XXSM-XXXX-321-01
IM01731 | RES 1/4W, 9E1 ,1206 ,1% | RES-XXSM-XXXX-322-01 |  | B Class | Nos | Nos | I-Inventory | RM-Raw Material | RES 1/4W, 9E1 ,1206 ,1% | Raw Material | NA | RESISTOR |  | 85322500 | [11 empty] | 1 | 0 | 0 | 1 | [11 empty] | 0 | [5 empty] | N/A | RES-SM-322 | RES-XXSM-XXXX-322-01
IM01732 | RES 1/4W, 10E ,1206 ,1% | RES-XXSM-XXXX-323-01 |  | B Class | Nos | Nos | I-Inventory | RM-Raw Material | RES 1/4W, 10E ,1206 ,1% | Raw Material | NA | RESISTOR |  | 85322500 | [11 empty] | 1 | 0 | 0 | 1 | [11 empty] | Yageo R oham Watts | [5 empty] | RC1206FR-0710RL (Yageo) 1206S4F100JT5E (R oham) CR06FTP---10R (Watts) | RES-SM-323 | RES-XXSM-XXXX-323-01
IM01733 | RES 1/4W, 11E ,1206 ,1% | RES-XXSM-XXXX-324-01 |  | B Class | Nos | Nos | I-Inventory | RM-Raw Material | RES 1/4W, 11E ,1206 ,1% | Raw Material | NA | RESISTOR |  | 85322500 | [11 empty] | 1 | 0 | 0 | 1 | [11 empty] | 0 | [5 empty] | N/A | RES-SM-324 | RES-XXSM-XXXX-324-01
IM01734 | RES 1/4W, 12E ,1206 ,1% | RES-XXSM-XXXX-325-01 |  | B Class | Nos | Nos | I-Inventory | RM-Raw Material | RES 1/4W, 12E ,1206 ,1% | Raw Material | NA | RESISTOR |  | 85322500 | [11 empty] | 1 | 0 | 0 | 1 | [11 empty] | 0 | [5 empty] | N/A | RES-SM-325 | RES-XXSM-XXXX-325-01
IM01735 | RES 1/4W, 13E ,1206 ,1% | RES-XXSM-XXXX-326-01 |  | B Class | Nos | Nos | I-Inventory | RM-Raw Material | RES 1/4W, 13E ,1206 ,1% | Raw Material | NA | RESISTOR |  | 85322500 | [11 empty] | 1 | 0 | 0 | 1 | [11 empty] | 0 | [5 empty] | N/A | RES-SM-326 | RES-XXSM-XXXX-326-01
IM01736 | RES 1/4W, 15E ,1206 ,1% | RES-XXSM-XXXX-327-01 |  | B Class | Nos | Nos | I-Inventory | RM-Raw Material | RES 1/4W, 15E ,1206 ,1% | Raw Material | NA | RESISTOR |  | 85322500 | [11 empty] | 1 | 0 | 0 | 1 | [11 empty] | Yageo R oham Watts | [5 empty] | RC1206FR-0715RL (Yageo) 1206S4F150JT5E (R oham) CR06FTP---15R (Watts) | RES-SM-327 | RES-XXSM-XXXX-327-01
IM01737 | RES 1/4W, 16E ,1206 ,1% | RES-XXSM-XXXX-328-01 |  | B Class | Nos | Nos | I-Inventory | RM-Raw Material | RES 1/4W, 16E ,1206 ,1% | Raw Material | NA | RESISTOR |  | 85322500 | [11 empty] | 1 | 0 | 0 | 1 | [11 empty] | 0 | [5 empty] | N/A | RES-SM-328 | RES-XXSM-XXXX-328-01
IM01738 | RES 1/4W, 18E ,1206 ,1% | RES-XXSM-XXXX-329-01 |  | B Class | Nos | Nos | I-Inventory | RM-Raw Material | RES 1/4W, 18E ,1206 ,1% | Raw Material | NA | RESISTOR |  | 85322500 | [11 empty] | 1 | 0 | 0 | 1 | [11 empty] | 0 | [5 empty] | N/A | RES-SM-329 | RES-XXSM-XXXX-329-01
IM01739 | RES 1/4W, 20E ,1206 ,1% | RES-XXSM-XXXX-330-01 |  | B Class | Nos | Nos | I-Inventory | RM-Raw Material | RES 1/4W, 20E ,1206 ,1% | Raw Material | NA | RESISTOR |  | 85322500 | [11 empty] | 1 | 0 | 0 | 1 | [11 empty] | 0 | [5 empty] | N/A | RES-SM-330 | RES-XXSM-XXXX-330-01
IM01740 | RES 1/4W, 22E ,1206 ,1% | RES-XXSM-XXXX-331-01 |  | B Class | Nos | Nos | I-Inventory | RM-Raw Material | RES 1/4W, 22E ,1206 ,1% | Raw Material | NA | RESISTOR |  | 85322500 | [11 empty] | 1 | 0 | 0 | 1 | [11 empty] | Yageo R oham Watts | [5 empty] | RC1206FR-0722RL (Yageo) 1206S4F220JT5E (R oham) CR06FTP220 (Watts) | RES-SM-331 | RES-XXSM-XXXX-331-01
IM01741 | RES 1/4W, 24E ,1206 ,1% | RES-XXSM-XXXX-332-01 |  | B Class | Nos | Nos | I-Inventory | RM-Raw Material | RES 1/4W, 24E ,1206 ,1% | Raw Material | NA | RESISTOR |  | 85322500 | [11 empty] | 1 | 0 | 0 | 1 | [11 empty] | 0 | [5 empty] | N/A | RES-SM-332 | RES-XXSM-XXXX-332-01
IM01742 | RES 1/4W, 27E ,1206 ,1% | RES-XXSM-XXXX-333-01 |  | B Class | Nos | Nos | I-Inventory | RM-Raw Material | RES 1/4W, 27E ,1206 ,1% | Raw Material | NA | RESISTOR |  | 85322500 | [11 empty] | 1 | 0 | 0 | 1 | [11 empty] | 0 | [5 empty] | N/A | RES-SM-333 | RES-XXSM-XXXX-333-01
IM01743 | RES 1/4W, 30E ,1206 ,1% | RES-XXSM-XXXX-334-01 |  | B Class | Nos | Nos | I-Inventory | RM-Raw Material | RES 1/4W, 30E ,1206 ,1% | Raw Material | NA | RESISTOR |  | 85322500 | [11 empty] | 1 | 0 | 0 | 1 | [11 empty] | 0 | [5 empty] | N/A | RES-SM-334 | RES-XXSM-XXXX-334-01
IM01744 | RES 1/4W, 33E ,1206 ,1% | RES-XXSM-XXXX-335-01 |  | B Class | Nos | Nos | I-Inventory | RM-Raw Material | RES 1/4W, 33E ,1206 ,1% | Raw Material | NA | RESISTOR |  | 85322500 | [11 empty] | 1 | 0 | 0 | 1 | [11 empty] | 0 | [5 empty] | N/A | RES-SM-335 | RES-XXSM-XXXX-335-01
IM01745 | RES 1/4W, 36E ,1206 ,1% | RES-XXSM-XXXX-336-01 |  | B Class | Nos | Nos | I-Inventory | RM-Raw Material | RES 1/4W, 36E ,1206 ,1% | Raw Material | NA | RESISTOR |  | 85322500 | [11 empty] | 1 | 0 | 0 | 1 | [11 empty] | 0 | [5 empty] | N/A | RES-SM-336 | RES-XXSM-XXXX-336-01
IM01746 | RES 1/4W, 39E ,1206 ,1% | RES-XXSM-XXXX-337-01 |  | B Class | Nos | Nos | I-Inventory | RM-Raw Material | RES 1/4W, 39E ,1206 ,1% | Raw Material | NA | RESISTOR |  | 85322500 | [11 empty] | 1 | 0 | 0 | 1 | [11 empty] | 0 | [5 empty] | N/A | RES-SM-337 | RES-XXSM-XXXX-337-01
IM01747 | RES 1/4W, 43E ,1206 ,1% | RES-XXSM-XXXX-338-01 |  | B Class | Nos | Nos | I-Inventory | RM-Raw Material | RES 1/4W, 43E ,1206 ,1% | Raw Material | NA | RESISTOR |  | 85322500 | [11 empty] | 1 | 0 | 0 | 1 | [11 empty] | 0 | [5 empty] | N/A | RES-SM-338 | RES-XXSM-XXXX-338-01
IM01748 | RES 1/4W, 47E ,1206 ,1% | RES-XXSM-XXXX-339-01 |  | B Class | Nos | Nos | I-Inventory | RM-Raw Material | RES 1/4W, 47E ,1206 ,1% | Raw Material | NA | RESISTOR |  | 85322500 | [11 empty] | 1 | 0 | 0 | 1 | [11 empty] | Yageo R oham Watts | [5 empty] | RC1206FR-0747RL (Yageo) 1206S4F470JT5E (R oham) CR06FTP---47R (Watts) | RES-SM-339 | RES-XXSM-XXXX-339-01
IM01749 | RES 1/4W, 51E ,1206 ,1% | RES-XXSM-XXXX-340-01 |  | B Class | Nos | Nos | I-Inventory | RM-Raw Material | RES 1/4W, 51E ,1206 ,1% | Raw Material | NA | RESISTOR |  | 85322500 | [11 empty] | 1 | 0 | 0 | 1 | [11 empty] | 0 | [5 empty] | N/A | RES-SM-340 | RES-XXSM-XXXX-340-01
IM01750 | RES 1/4W, 56E ,1206 ,1% | RES-XXSM-XXXX-341-01 |  | B Class | Nos | Nos | I-Inventory | RM-Raw Material | RES 1/4W, 56E ,1206 ,1% | Raw Material | NA | RESISTOR |  | 85322500 | [11 empty] | 1 | 0 | 0 | 1 | [11 empty] | 0 | [5 empty] | N/A | RES-SM-341 | RES-XXSM-XXXX-341-01
IM01751 | RES 1/4W, 62E ,1206 ,1% | RES-XXSM-XXXX-342-01 |  | B Class | Nos | Nos | I-Inventory | RM-Raw Material | RES 1/4W, 62E ,1206 ,1% | Raw Material | NA | RESISTOR |  | 85322500 | [11 empty] | 1 | 0 | 0 | 1 | [11 empty] | 0 | [5 empty] | N/A | RES-SM-342 | RES-XXSM-XXXX-342-01
IM01752 | RES 1/4W, 68E ,1206 ,1% | RES-XXSM-XXXX-343-01 |  | B Class | Nos | Nos | I-Inventory | RM-Raw Material | RES 1/4W, 68E ,1206 ,1% | Raw Material | NA | RESISTOR |  | 85322500 | [11 empty] | 1 | 0 | 0 | 1 | [11 empty] | 0 | [5 empty] | N/A | RES-SM-343 | RES-XXSM-XXXX-343-01
IM01753 | RES 1/4W, 75E ,1206 ,1% | RES-XXSM-XXXX-344-01 |  | B Class | Nos | Nos | I-Inventory | RM-Raw Material | RES 1/4W, 75E ,1206 ,1% | Raw Material | NA | RESISTOR |  | 85322500 | [11 empty] | 1 | 0 | 0 | 1 | [11 empty] | 0 | [5 empty] | N/A | RES-SM-344 | RES-XXSM-XXXX-344-01
IM01754 | RES 1/4W, 82E ,1206 ,1% | RES-XXSM-XXXX-345-01 |  | B Class | Nos | Nos | I-Inventory | RM-Raw Material | RES 1/4W, 82E ,1206 ,1% | Raw Material | NA | RESISTOR |  | 85322500 | [11 empty] | 1 | 0 | 0 | 1 | [11 empty] | 0 | [5 empty] | N/A | RES-SM-345 | RES-XXSM-XXXX-345-01
IM01755 | RES 1/4W, 91E ,1206 ,1% | RES-XXSM-XXXX-346-01 |  | B Class | Nos | Nos | I-Inventory | RM-Raw Material | RES 1/4W, 91E ,1206 ,1% | Raw Material | NA | RESISTOR |  | 85322500 | [11 empty] | 1 | 0 | 0 | 1 | [11 empty] | 0 | [5 empty] | N/A | RES-SM-346 | RES-XXSM-XXXX-346-01
IM01756 | RES 1/4W, 100E ,1206 ,1% | RES-XXSM-XXXX-347-01 |  | B Class | Nos | Nos | I-Inventory | RM-Raw Material | RES 1/4W, 100E ,1206 ,1% | Raw Material | NA | RESISTOR |  | 85322500 | [11 empty] | 1 | 0 | 0 | 1 | [11 empty] | Yageo R oham Watts | [5 empty] | RC1206FR-07100RL (Yageo) 1206S4F1000T5E (R oham) CR06FTP--100R (Watts) | RES-SM-347 | RES-XXSM-XXXX-347-01
IM01757 | RES 1/4W, 110E ,1206 ,1% | RES-XXSM-XXXX-348-01 |  | B Class | Nos | Nos | I-Inventory | RM-Raw Material | RES 1/4W, 110E ,1206 ,1% | Raw Material | NA | RESISTOR |  | 85322500 | [11 empty] | 1 | 0 | 0 | 1 | [11 empty] | 0 | [5 empty] | N/A | RES-SM-348 | RES-XXSM-XXXX-348-01
IM01758 | RES 1/4W, 120E ,1206 ,1% | RES-XXSM-XXXX-349-01 |  | B Class | Nos | Nos | I-Inventory | RM-Raw Material | RES 1/4W, 120E ,1206 ,1% | Raw Material | NA | RESISTOR |  | 85322500 | [11 empty] | 1 | 0 | 0 | 1 | [11 empty] | 0 | [5 empty] | N/A | RES-SM-349 | RES-XXSM-XXXX-349-01
IM01759 | RES 1/4W, 130E ,1206 ,1% | RES-XXSM-XXXX-350-01 |  | B Class | Nos | Nos | I-Inventory | RM-Raw Material | RES 1/4W, 130E ,1206 ,1% | Raw Material | NA | RESISTOR |  | 85322500 | [11 empty] | 1 | 0 | 0 | 1 | [11 empty] | 0 | [5 empty] | N/A | RES-SM-350 | RES-XXSM-XXXX-350-01
IM01760 | RES 1/4W, 150E ,1206 ,1% | RES-XXSM-XXXX-351-01 |  | B Class | Nos | Nos | I-Inventory | RM-Raw Material | RES 1/4W, 150E ,1206 ,1% | Raw Material | NA | RESISTOR |  | 85322500 | [11 empty] | 1 | 0 | 0 | 1 | [11 empty] | 0 | [5 empty] | N/A | RES-SM-351 | RES-XXSM-XXXX-351-01
IM01761 | RES 1/4W, 160E ,1206 ,1% | RES-XXSM-XXXX-352-01 |  | B Class | Nos | Nos | I-Inventory | RM-Raw Material | RES 1/4W, 160E ,1206 ,1% | Raw Material | NA | RESISTOR |  | 85322500 | [11 empty] | 1 | 0 | 0 | 1 | [11 empty] | 0 | [5 empty] | N/A | RES-SM-352 | RES-XXSM-XXXX-352-01
IM01762 | RES 1/4W, 180E ,1206 ,1% | RES-XXSM-XXXX-353-01 |  | B Class | Nos | Nos | I-Inventory | RM-Raw Material | RES 1/4W, 180E ,1206 ,1% | Raw Material | NA | RESISTOR |  | 85322500 | [11 empty] | 1 | 0 | 0 | 1 | [11 empty] | 0 | [5 empty] | N/A | RES-SM-353 | RES-XXSM-XXXX-353-01
IM01763 | RES 1/4W, 200E ,1206 ,1% | RES-XXSM-XXXX-354-01 |  | B Class | Nos | Nos | I-Inventory | RM-Raw Material | RES 1/4W, 200E ,1206 ,1% | Raw Material | NA | RESISTOR |  | 85322500 | [11 empty] | 1 | 0 | 0 | 1 | [11 empty] | Yageo R oham Watts | [5 empty] | RC1206FR-07200RL (Yageo) 1206S4F200T5E (R oham) CR06FTP200 (Watts) | RES-SM-354 | RES-XXSM-XXXX-354-01
IM01764 | RES 1/4W, 220E ,1206 ,1% | RES-XXSM-XXXX-355-01 |  | B Class | Nos | Nos | I-Inventory | RM-Raw Material | RES 1/4W, 220E ,1206 ,1% | Raw Material | NA | RESISTOR |  | 85322500 | [11 empty] | 1 | 0 | 0 | 1 | [11 empty] | 0 | [5 empty] | N/A | RES-SM-355 | RES-XXSM-XXXX-355-01
IM01765 | RES 1/4W, 240E ,1206 ,1% | RES-XXSM-XXXX-356-01 |  | B Class | Nos | Nos | I-Inventory | RM-Raw Material | RES 1/4W, 240E ,1206 ,1% | Raw Material | NA | RESISTOR |  | 85322500 | [11 empty] | 1 | 0 | 0 | 1 | [11 empty] | 0 | [5 empty] | N/A | RES-SM-356 | RES-XXSM-XXXX-356-01
IM01766 | RES 1/4W, 270E ,1206 ,1% | RES-XXSM-XXXX-357-01 |  | B Class | Nos | Nos | I-Inventory | RM-Raw Material | RES 1/4W, 270E ,1206 ,1% | Raw Material | NA | RESISTOR |  | 85322500 | [11 empty] | 1 | 0 | 0 | 1 | [11 empty] | 0 | [5 empty] | N/A | RES-SM-357 | RES-XXSM-XXXX-357-01
IM01767 | RES 1/4W, 300E ,1206 ,1% | RES-XXSM-XXXX-358-01 |  | B Class | Nos | Nos | I-Inventory | RM-Raw Material | RES 1/4W, 300E ,1206 ,1% | Raw Material | NA | RESISTOR |  | 85322500 | [11 empty] | 1 | 0 | 0 | 1 | [11 empty] | 0 | [5 empty] | N/A | RES-SM-358 | RES-XXSM-XXXX-358-01
IM01768 | RES 1/4W, 330E ,1206 ,1% | RES-XXSM-XXXX-359-01 |  | B Class | Nos | Nos | I-Inventory | RM-Raw Material | RES 1/4W, 330E ,1206 ,1% | Raw Material | NA | RESISTOR |  | 85322500 | [11 empty] | 1 | 0 | 0 | 1 | [11 empty] | Yageo R oham | [5 empty] | RC1206FR-077K5L (Yageo) 1206S4F3300T5E (R oham) | RES-SM-359 | RES-XXSM-XXXX-359-01
IM01769 | RES 1/4W, 360E ,1206 ,1% | RES-XXSM-XXXX-360-01 |  | B Class | Nos | Nos | I-Inventory | RM-Raw Material | RES 1/4W, 360E ,1206 ,1% | Raw Material | NA | RESISTOR |  | 85322500 | [11 empty] | 1 | 0 | 0 | 1 | [11 empty] | 0 | [5 empty] | N/A | RES-SM-360 | RES-XXSM-XXXX-360-01
IM01770 | RES 1/4W, 390E ,1206 ,1% | RES-XXSM-XXXX-361-01 |  | B Class | Nos | Nos | I-Inventory | RM-Raw Material | RES 1/4W, 390E ,1206 ,1% | Raw Material | NA | RESISTOR |  | 85322500 | [11 empty] | 1 | 0 | 0 | 1 | [11 empty] | Yageo R oham Watts | [5 empty] | RC1206FR-07390RL (Yageo) 1206S4F3900T5E (R oham) CR06FTP3900 (Watts) | RES-SM-361 | RES-XXSM-XXXX-361-01
IM01771 | RES 1/4W, 430E ,1206 ,1% | RES-XXSM-XXXX-362-01 |  | B Class | Nos | Nos | I-Inventory | RM-Raw Material | RES 1/4W, 430E ,1206 ,1% | Raw Material | NA | RESISTOR |  | 85322500 | [11 empty] | 1 | 0 | 0 | 1 | [11 empty] | 0 | [5 empty] | N/A | RES-SM-362 | RES-XXSM-XXXX-362-01
IM01772 | RES 1/4W, 470E ,1206 ,1% | RES-XXSM-XXXX-363-01 |  | B Class | Nos | Nos | I-Inventory | RM-Raw Material | RES 1/4W, 470E ,1206 ,1% | Raw Material | NA | RESISTOR |  | 85322500 | [11 empty] | 1 | 0 | 0 | 1 | [11 empty] | Yageo R oham Watts | [5 empty] | RC1206FR-07470RL (Yageo) 1206S4F4700T5E (R oham) CR06FTP4700 (Watts) | RES-SM-363 | RES-XXSM-XXXX-363-01
IM01773 | RES 1/4W, 510E ,1206 ,1% | RES-XXSM-XXXX-364-01 |  | B Class | Nos | Nos | I-Inventory | RM-Raw Material | RES 1/4W, 510E ,1206 ,1% | Raw Material | NA | RESISTOR |  | 85322500 | [11 empty] | 1 | 0 | 0 | 1 | [11 empty] | 0 | [5 empty] | N/A | RES-SM-364 | RES-XXSM-XXXX-364-01
IM01774 | RES 1/4W, 560E ,1206 ,1% | RES-XXSM-XXXX-365-01 |  | B Class | Nos | Nos | I-Inventory | RM-Raw Material | RES 1/4W, 560E ,1206 ,1% | Raw Material | NA | RESISTOR |  | 85322500 | [11 empty] | 1 | 0 | 0 | 1 | [11 empty] | 0 | [5 empty] | N/A | RES-SM-365 | RES-XXSM-XXXX-365-01
IM01775 | RES 1/4W, 620E ,1206 ,1% | RES-XXSM-XXXX-366-01 |  | B Class | Nos | Nos | I-Inventory | RM-Raw Material | RES 1/4W, 620E ,1206 ,1% | Raw Material | NA | RESISTOR |  | 85322500 | [11 empty] | 1 | 0 | 0 | 1 | [11 empty] | 0 | [5 empty] | N/A | RES-SM-366 | RES-XXSM-XXXX-366-01
IM01776 | RES 1/4W, 680E ,1206 ,1% | RES-XXSM-XXXX-367-01 |  | B Class | Nos | Nos | I-Inventory | RM-Raw Material | RES 1/4W, 680E ,1206 ,1% | Raw Material | NA | RESISTOR |  | 85322500 | [11 empty] | 1 | 0 | 0 | 1 | [11 empty] | Yageo R oham Watts | [5 empty] | RC0805FR-07680RL (Yageo) 0805S8F6801T5E (R oham) CR05FTP6801 (Watts) | RES-SM-367 | RES-XXSM-XXXX-367-01
IM01777 | RES 1/4W, 750E ,1206 ,1% | RES-XXSM-XXXX-368-01 |  | B Class | Nos | Nos | I-Inventory | RM-Raw Material | RES 1/4W, 750E ,1206 ,1% | Raw Material | NA | RESISTOR |  | 85322500 | [11 empty] | 1 | 0 | 0 | 1 | [11 empty] | 0 | [5 empty] | N/A | RES-SM-368 | RES-XXSM-XXXX-368-01
IM01778 | RES 1/4W, 820E ,1206 ,1% | RES-XXSM-XXXX-369-01 |  | B Class | Nos | Nos | I-Inventory | RM-Raw Material | RES 1/4W, 820E ,1206 ,1% | Raw Material | NA | RESISTOR |  | 85322500 | [11 empty] | 1 | 0 | 0 | 1 | [11 empty] | 0 | [5 empty] | N/A | RES-SM-369 | RES-XXSM-XXXX-369-01
IM01779 | RES 1/4W, 910E ,1206 ,1% | RES-XXSM-XXXX-370-01 |  | B Class | Nos | Nos | I-Inventory | RM-Raw Material | RES 1/4W, 910E ,1206 ,1% | Raw Material | NA | RESISTOR |  | 85322500 | [11 empty] | 1 | 0 | 0 | 1 | [11 empty] | 0 | [5 empty] | N/A | RES-SM-370 | RES-XXSM-XXXX-370-01
IM01780 | RES 1/4W, 1K ,1206 ,1% | RES-XXSM-XXXX-371-01 |  | B Class | Nos | Nos | I-Inventory | RM-Raw Material | RES 1/4W, 1K ,1206 ,1% | Raw Material | NA | RESISTOR |  | 85322500 | [11 empty] | 1 | 0 | 0 | 1 | [11 empty] | Yageo R oham Watts | [5 empty] | RC1206FR-071KL (Yageo) 1206S4F1000T5E (R oham) CR06FTP1000 (Watts) | RES-SM-371 | RES-XXSM-XXXX-371-01
IM01781 | RES 1/4W, 1K1 ,1206 ,1% | RES-XXSM-XXXX-372-01 |  | B Class | Nos | Nos | I-Inventory | RM-Raw Material | RES 1/4W, 1K1 ,1206 ,1% | Raw Material | NA | RESISTOR |  | 85322500 | [11 empty] | 1 | 0 | 0 | 1 | [11 empty] | 0 | [5 empty] | N/A | RES-SM-372 | RES-XXSM-XXXX-372-01
IM01782 | RES 1/4W, 1K2 ,1206 ,1% | RES-XXSM-XXXX-373-01 |  | B Class | Nos | Nos | I-Inventory | RM-Raw Material | RES 1/4W, 1K2 ,1206 ,1% | Raw Material | NA | RESISTOR |  | 85322500 | [11 empty] | 1 | 0 | 0 | 1 | [11 empty] | 0 | [5 empty] | N/A | RES-SM-373 | RES-XXSM-XXXX-373-01
IM01783 | RES 1/4W, 1K3 ,1206 ,1% | RES-XXSM-XXXX-374-01 |  | B Class | Nos | Nos | I-Inventory | RM-Raw Material | RES 1/4W, 1K3 ,1206 ,1% | Raw Material | NA | RESISTOR |  | 85322500 | [11 empty] | 1 | 0 | 0 | 1 | [11 empty] | 0 | [5 empty] | N/A | RES-SM-374 | RES-XXSM-XXXX-374-01
IM01784 | RES 1/4W, 1K5 ,1206 ,1% | RES-XXSM-XXXX-375-01 |  | B Class | Nos | Nos | I-Inventory | RM-Raw Material | RES 1/4W, 1K5 ,1206 ,1% | Raw Material | NA | RESISTOR |  | 85322500 | [11 empty] | 1 | 0 | 0 | 1 | [11 empty] | 0 | [5 empty] | N/A | RES-SM-375 | RES-XXSM-XXXX-375-01
IM01785 | RES 1/4W, 1K6 ,1206 ,1% | RES-XXSM-XXXX-376-01 |  | B Class | Nos | Nos | I-Inventory | RM-Raw Material | RES 1/4W, 1K6 ,1206 ,1% | Raw Material | NA | RESISTOR |  | 85322500 | [11 empty] | 1 | 0 | 0 | 1 | [11 empty] | 0 | [5 empty] | N/A | RES-SM-376 | RES-XXSM-XXXX-376-01
IM01786 | RES 1/4W, 1K8 ,1206 ,1% | RES-XXSM-XXXX-377-01 |  | B Class | Nos | Nos | I-Inventory | RM-Raw Material | RES 1/4W, 1K8 ,1206 ,1% | Raw Material | NA | RESISTOR |  | 85322500 | [11 empty] | 1 | 0 | 0 | 1 | [11 empty] | 0 | [5 empty] | N/A | RES-SM-377 | RES-XXSM-XXXX-377-01
IM01787 | RES 1/4W, 2K ,1206 ,1% | RES-XXSM-XXXX-378-01 |  | B Class | Nos | Nos | I-Inventory | RM-Raw Material | RES 1/4W, 2K ,1206 ,1% | Raw Material | NA | RESISTOR |  | 85322500 | [11 empty] | 1 | 0 | 0 | 1 | [11 empty] | 0 | [5 empty] | N/A | RES-SM-378 | RES-XXSM-XXXX-378-01
IM01788 | RES 1/4W, 2K2 ,1206 ,1% | RES-XXSM-XXXX-379-01 |  | B Class | Nos | Nos | I-Inventory | RM-Raw Material | RES 1/4W, 2K2 ,1206 ,1% | Raw Material | NA | RESISTOR |  | 85322500 | [11 empty] | 1 | 0 | 0 | 1 | [11 empty] | 0 | [5 empty] | N/A | RES-SM-379 | RES-XXSM-XXXX-379-01
IM01789 | RES 1/4W, 2K4 ,1206 ,1% | RES-XXSM-XXXX-380-01 |  | B Class | Nos | Nos | I-Inventory | RM-Raw Material | RES 1/4W, 2K4 ,1206 ,1% | Raw Material | NA | RESISTOR |  | 85322500 | [11 empty] | 1 | 0 | 0 | 1 | [11 empty] | 0 | [5 empty] | N/A | RES-SM-380 | RES-XXSM-XXXX-380-01
IM01790 | RES 1/4W, 2K7 ,1206 ,1% | RES-XXSM-XXXX-381-01 |  | B Class | Nos | Nos | I-Inventory | RM-Raw Material | RES 1/4W, 2K7 ,1206 ,1% | Raw Material | NA | RESISTOR |  | 85322500 | [11 empty] | 1 | 0 | 0 | 1 | [11 empty] | 0 | [5 empty] | N/A | RES-SM-381 | RES-XXSM-XXXX-381-01
IM01791 | RES 1/4W, 3K ,1206 ,1% | RES-XXSM-XXXX-382-01 |  | B Class | Nos | Nos | I-Inventory | RM-Raw Material | RES 1/4W, 3K ,1206 ,1% | Raw Material | NA | RESISTOR |  | 85322500 | [11 empty] | 1 | 0 | 0 | 1 | [11 empty] | 0 | [5 empty] | N/A | RES-SM-382 | RES-XXSM-XXXX-382-01
IM01792 | RES 1/4W, 3K3 ,1206 ,1% | RES-XXSM-XXXX-383-01 |  | B Class | Nos | Nos | I-Inventory | RM-Raw Material | RES 1/4W, 3K3 ,1206 ,1% | Raw Material | NA | RESISTOR |  | 85322500 | [11 empty] | 1 | 0 | 0 | 1 | [11 empty] | 0 | [5 empty] | N/A | RES-SM-383 | RES-XXSM-XXXX-383-01
IM01793 | RES 1/4W, 3K6 ,1206 ,1% | RES-XXSM-XXXX-384-01 |  | B Class | Nos | Nos | I-Inventory | RM-Raw Material | RES 1/4W, 3K6 ,1206 ,1% | Raw Material | NA | RESISTOR |  | 85322500 | [11 empty] | 1 | 0 | 0 | 1 | [11 empty] | 0 | [5 empty] | N/A | RES-SM-384 | RES-XXSM-XXXX-384-01
IM01794 | RES 1/4W, 3K9 ,1206 ,1% | RES-XXSM-XXXX-385-01 |  | B Class | Nos | Nos | I-Inventory | RM-Raw Material | RES 1/4W, 3K9 ,1206 ,1% | Raw Material | NA | RESISTOR |  | 85322500 | [11 empty] | 1 | 0 | 0 | 1 | [11 empty] | 0 | [5 empty] | N/A | RES-SM-385 | RES-XXSM-XXXX-385-01
IM01795 | RES 1/4W, 4K3 ,1206 ,1% | RES-XXSM-XXXX-386-01 |  | B Class | Nos | Nos | I-Inventory | RM-Raw Material | RES 1/4W, 4K3 ,1206 ,1% | Raw Material | NA | RESISTOR |  | 85322500 | [11 empty] | 1 | 0 | 0 | 1 | [11 empty] | 0 | [5 empty] | N/A | RES-SM-386 | RES-XXSM-XXXX-386-01
IM01796 | RES 1/4W, 4K7 ,1206 ,1% | RES-XXSM-XXXX-387-01 |  | B Class | Nos | Nos | I-Inventory | RM-Raw Material | RES 1/4W, 4K7 ,1206 ,1% | Raw Material | NA | RESISTOR |  | 85322500 | [11 empty] | 1 | 0 | 0 | 1 | [11 empty] | Yageo R oham Watts | [5 empty] | RC1206FR-074K7L (Yageo) 1206S4J0472T5E (R oham) CR06FPT472 (Watts) | RES-SM-387 | RES-XXSM-XXXX-387-01
IM01797 | RES 1/4W, 5K1 ,1206 ,1% | RES-XXSM-XXXX-388-01 |  | B Class | Nos | Nos | I-Inventory | RM-Raw Material | RES 1/4W, 5K1 ,1206 ,1% | Raw Material | NA | RESISTOR |  | 85322500 | [11 empty] | 1 | 0 | 0 | 1 | [11 empty] | 0 | [5 empty] | N/A | RES-SM-388 | RES-XXSM-XXXX-388-01
IM01798 | RES 1/4W, 5K6 ,1206 ,1% | RES-XXSM-XXXX-389-01 |  | B Class | Nos | Nos | I-Inventory | RM-Raw Material | RES 1/4W, 5K6 ,1206 ,1% | Raw Material | NA | RESISTOR |  | 85322500 | [11 empty] | 1 | 0 | 0 | 1 | [11 empty] | 0 | [5 empty] | N/A | RES-SM-389 | RES-XXSM-XXXX-389-01
IM01799 | RES 1/4W, 6K2 ,1206 ,1% | RES-XXSM-XXXX-390-01 |  | B Class | Nos | Nos | I-Inventory | RM-Raw Material | RES 1/4W, 6K2 ,1206 ,1% | Raw Material | NA | RESISTOR |  | 85322500 | [11 empty] | 1 | 0 | 0 | 1 | [11 empty] | 0 | [5 empty] | N/A | RES-SM-390 | RES-XXSM-XXXX-390-01
IM01800 | RES 1/4W, 6K8 ,1206 ,1% | RES-XXSM-XXXX-391-01 |  | B Class | Nos | Nos | I-Inventory | RM-Raw Material | RES 1/4W, 6K8 ,1206 ,1% | Raw Material | NA | RESISTOR |  | 85322500 | [11 empty] | 1 | 0 | 0 | 1 | [11 empty] | 0 | [5 empty] | N/A | RES-SM-391 | RES-XXSM-XXXX-391-01
IM01801 | RES 1/4W, 7K5 ,1206 ,1% | RES-XXSM-XXXX-392-01 |  | B Class | Nos | Nos | I-Inventory | RM-Raw Material | RES 1/4W, 7K5 ,1206 ,1% | Raw Material | NA | RESISTOR |  | 85322500 | [11 empty] | 1 | 0 | 0 | 1 | [11 empty] | Yageo R oham | [5 empty] | AT1206FRE077K5L (Yageo) 1206S4F7501T5E (R oham) | RES-SM-392 | RES-XXSM-XXXX-392-01
IM01802 | RES 1/4W, 8K2 ,1206 ,1% | RES-XXSM-XXXX-393-01 |  | B Class | Nos | Nos | I-Inventory | RM-Raw Material | RES 1/4W, 8K2 ,1206 ,1% | Raw Material | NA | RESISTOR |  | 85322500 | [11 empty] | 1 | 0 | 0 | 1 | [11 empty] | 0 | [5 empty] | N/A | RES-SM-393 | RES-XXSM-XXXX-393-01
IM01803 | RES 1/4W, 9K1 ,1206 ,1% | RES-XXSM-XXXX-394-01 |  | B Class | Nos | Nos | I-Inventory | RM-Raw Material | RES 1/4W, 9K1 ,1206 ,1% | Raw Material | NA | RESISTOR |  | 85322500 | [11 empty] | 1 | 0 | 0 | 1 | [11 empty] | 0 | [5 empty] | N/A | RES-SM-394 | RES-XXSM-XXXX-394-01
IM01804 | RES 1/4W, 10K ,1206 ,1% | RES-XXSM-XXXX-395-01 |  | B Class | Nos | Nos | I-Inventory | RM-Raw Material | RES 1/4W, 10K ,1206 ,1% | Raw Material | NA | RESISTOR |  | 85322500 | [11 empty] | 1 | 0 | 0 | 1 | [11 empty] | Yageo R oham Watts | [5 empty] | RC1206FR-0710KL (Yageo) 1206S8F1002T5E (R oham) CR06FTP1002 (Watts) | RES-SM-395 | RES-XXSM-XXXX-395-01
IM01805 | RES 1/4W, 11K ,1206 ,1% | RES-XXSM-XXXX-396-01 |  | B Class | Nos | Nos | I-Inventory | RM-Raw Material | RES 1/4W, 11K ,1206 ,1% | Raw Material | NA | RESISTOR |  | 85322500 | [11 empty] | 1 | 0 | 0 | 1 | [11 empty] | Yageo R oham | [5 empty] | AT1206FRE0711KL (Yageo) 1206S4F1102T5E (R oham) | RES-SM-396 | RES-XXSM-XXXX-396-01
IM01806 | RES 1/4W, 12K ,1206 ,1% | RES-XXSM-XXXX-397-01 |  | B Class | Nos | Nos | I-Inventory | RM-Raw Material | RES 1/4W, 12K ,1206 ,1% | Raw Material | NA | RESISTOR |  | 85322500 | [11 empty] | 1 | 0 | 0 | 1 | [11 empty] | 0 | [5 empty] | N/A | RES-SM-397 | RES-XXSM-XXXX-397-01
IM01807 | RES 1/4W, 13K ,1206 ,1% | RES-XXSM-XXXX-398-01 |  | B Class | Nos | Nos | I-Inventory | RM-Raw Material | RES 1/4W, 13K ,1206 ,1% | Raw Material | NA | RESISTOR |  | 85322500 | [11 empty] | 1 | 0 | 0 | 1 | [11 empty] | 0 | [5 empty] | N/A | RES-SM-398 | RES-XXSM-XXXX-398-01
IM01808 | RES 1/4W, 15K ,1206 ,1% | RES-XXSM-XXXX-399-01 |  | B Class | Nos | Nos | I-Inventory | RM-Raw Material | RES 1/4W, 15K ,1206 ,1% | Raw Material | NA | RESISTOR |  | 85322500 | [11 empty] | 1 | 0 | 0 | 1 | [11 empty] | 0 | [5 empty] | N/A | RES-SM-399 | RES-XXSM-XXXX-399-01
IM01809 | RES 1/4W, 16K ,1206 ,1% | RES-XXSM-XXXX-400-01 |  | B Class | Nos | Nos | I-Inventory | RM-Raw Material | RES 1/4W, 16K ,1206 ,1% | Raw Material | NA | RESISTOR |  | 85322500 | [11 empty] | 1 | 0 | 0 | 1 | [11 empty] | 0 | [5 empty] | N/A | RES-SM-400 | RES-XXSM-XXXX-400-01
IM01810 | RES 1/4W, 18K ,1206 ,1% | RES-XXSM-XXXX-401-01 |  | B Class | Nos | Nos | I-Inventory | RM-Raw Material | RES 1/4W, 18K ,1206 ,1% | Raw Material | NA | RESISTOR |  | 85322500 | [11 empty] | 1 | 0 | 0 | 1 | [11 empty] | Yageo R oham | [5 empty] | RC1206FR-0718KL (YAGEO) 1206S4F1802T5E (R-OHM) | RES-SM-401 | RES-XXSM-XXXX-401-01
IM01811 | RES 1/4W, 20K ,1206 ,1% | RES-XXSM-XXXX-402-01 |  | B Class | Nos | Nos | I-Inventory | RM-Raw Material | RES 1/4W, 20K ,1206 ,1% | Raw Material | NA | RESISTOR |  | 85322500 | [11 empty] | 1 | 0 | 0 | 1 | [11 empty] | Yageo R oham | [5 empty] | AT1206FRE0720KL (Yageo) 1206S4F2002T5E (R oham) | RES-SM-402 | RES-XXSM-XXXX-402-01
IM01812 | RES 1/4W, 22K ,1206 ,1% | RES-XXSM-XXXX-403-01 |  | B Class | Nos | Nos | I-Inventory | RM-Raw Material | RES 1/4W, 22K ,1206 ,1% | Raw Material | NA | RESISTOR |  | 85322500 | [11 empty] | 1 | 0 | 0 | 1 | [11 empty] | Yageo R oham | [5 empty] | RC1206FR-0722KL (YAGEO) 1206S4F2202T5E (R-OHM) | RES-SM-403 | RES-XXSM-XXXX-403-01
IM01813 | RES 1/4W, 24K ,1206 ,1% | RES-XXSM-XXXX-404-01 |  | B Class | Nos | Nos | I-Inventory | RM-Raw Material | RES 1/4W, 24K ,1206 ,1% | Raw Material | NA | RESISTOR |  | 85322500 | [11 empty] | 1 | 0 | 0 | 1 | [11 empty] | 0 | [5 empty] | N/A | RES-SM-404 | RES-XXSM-XXXX-404-01
IM01814 | RES 1/4W, 27K ,1206 ,1% | RES-XXSM-XXXX-405-01 |  | B Class | Nos | Nos | I-Inventory | RM-Raw Material | RES 1/4W, 27K ,1206 ,1% | Raw Material | NA | RESISTOR |  | 85322500 | [11 empty] | 1 | 0 | 0 | 1 | [11 empty] | 0 | [5 empty] | N/A | RES-SM-405 | RES-XXSM-XXXX-405-01
IM01815 | RES 1/4W, 30K ,1206 ,1% | RES-XXSM-XXXX-406-01 |  | B Class | Nos | Nos | I-Inventory | RM-Raw Material | RES 1/4W, 30K ,1206 ,1% | Raw Material | NA | RESISTOR |  | 85322500 | [11 empty] | 1 | 0 | 0 | 1 | [11 empty] | 0 | [5 empty] | N/A | RES-SM-406 | RES-XXSM-XXXX-406-01
IM01816 | RES 1/4W, 33K ,1206 ,1% | RES-XXSM-XXXX-407-01 |  | B Class | Nos | Nos | I-Inventory | RM-Raw Material | RES 1/4W, 33K ,1206 ,1% | Raw Material | NA | RESISTOR |  | 85322500 | [11 empty] | 1 | 0 | 0 | 1 | [11 empty] | 0 | [5 empty] | N/A | RES-SM-407 | RES-XXSM-XXXX-407-01
IM01817 | RES 1/4W, 36K ,1206 ,1% | RES-XXSM-XXXX-408-01 |  | B Class | Nos | Nos | I-Inventory | RM-Raw Material | RES 1/4W, 36K ,1206 ,1% | Raw Material | NA | RESISTOR |  | 85322500 | [11 empty] | 1 | 0 | 0 | 1 | [11 empty] | 0 | [5 empty] | N/A | RES-SM-408 | RES-XXSM-XXXX-408-01
IM01818 | RES 1/4W, 39K ,1206 ,1% | RES-XXSM-XXXX-409-01 |  | B Class | Nos | Nos | I-Inventory | RM-Raw Material | RES 1/4W, 39K ,1206 ,1% | Raw Material | NA | RESISTOR |  | 85322500 | [11 empty] | 1 | 0 | 0 | 1 | [11 empty] | 0 | [5 empty] | N/A | RES-SM-409 | RES-XXSM-XXXX-409-01
IM01819 | RES 1/4W, 43K ,1206 ,1% | RES-XXSM-XXXX-410-01 |  | B Class | Nos | Nos | I-Inventory | RM-Raw Material | RES 1/4W, 43K ,1206 ,1% | Raw Material | NA | RESISTOR |  | 85322500 | [11 empty] | 1 | 0 | 0 | 1 | [11 empty] | 0 | [5 empty] | N/A | RES-SM-410 | RES-XXSM-XXXX-410-01
IM01820 | RES 1/4W, 47K ,1206 ,1% | RES-XXSM-XXXX-411-01 |  | B Class | Nos | Nos | I-Inventory | RM-Raw Material | RES 1/4W, 47K ,1206 ,1% | Raw Material | NA | RESISTOR |  | 85322500 | [11 empty] | 1 | 0 | 0 | 1 | [11 empty] | Yageo R oham | [5 empty] | AT1206FRE0747KL (Yageo) 1206S4F4702T5E (R oham) | RES-SM-411 | RES-XXSM-XXXX-411-01
IM01821 | RES 1/4W, 51K ,1206 ,1% | RES-XXSM-XXXX-412-01 |  | B Class | Nos | Nos | I-Inventory | RM-Raw Material | RES 1/4W, 51K ,1206 ,1% | Raw Material | NA | RESISTOR |  | 85322500 | [11 empty] | 1 | 0 | 0 | 1 | [11 empty] | 0 | [5 empty] | N/A | RES-SM-412 | RES-XXSM-XXXX-412-01
IM01822 | RES 1/4W, 56K ,1206 ,1% | RES-XXSM-XXXX-413-01 |  | B Class | Nos | Nos | I-Inventory | RM-Raw Material | RES 1/4W, 56K ,1206 ,1% | Raw Material | NA | RESISTOR |  | 85322500 | [11 empty] | 1 | 0 | 0 | 1 | [11 empty] | 0 | [5 empty] | N/A | RES-SM-413 | RES-XXSM-XXXX-413-01
IM01823 | RES 1/4W, 62K ,1206 ,1% | RES-XXSM-XXXX-414-01 |  | B Class | Nos | Nos | I-Inventory | RM-Raw Material | RES 1/4W, 62K ,1206 ,1% | Raw Material | NA | RESISTOR |  | 85322500 | [11 empty] | 1 | 0 | 0 | 1 | [11 empty] | 0 | [5 empty] | N/A | RES-SM-414 | RES-XXSM-XXXX-414-01
IM01824 | RES 1/4W, 68K ,1206 ,1% | RES-XXSM-XXXX-415-01 |  | B Class | Nos | Nos | I-Inventory | RM-Raw Material | RES 1/4W, 68K ,1206 ,1% | Raw Material | NA | RESISTOR |  | 85322500 | [11 empty] | 1 | 0 | 0 | 1 | [11 empty] | 0 | [5 empty] | N/A | RES-SM-415 | RES-XXSM-XXXX-415-01
IM01825 | RES 1/4W, 75K ,1206 ,1% | RES-XXSM-XXXX-416-01 |  | B Class | Nos | Nos | I-Inventory | RM-Raw Material | RES 1/4W, 75K ,1206 ,1% | Raw Material | NA | RESISTOR |  | 85322500 | [11 empty] | 1 | 0 | 0 | 1 | [11 empty] | 0 | [5 empty] | N/A | RES-SM-416 | RES-XXSM-XXXX-416-01
IM01826 | RES 1/4W, 82K ,1206 ,1% | RES-XXSM-XXXX-417-01 |  | B Class | Nos | Nos | I-Inventory | RM-Raw Material | RES 1/4W, 82K ,1206 ,1% | Raw Material | NA | RESISTOR |  | 85322500 | [11 empty] | 1 | 0 | 0 | 1 | [11 empty] | 0 | [5 empty] | N/A | RES-SM-417 | RES-XXSM-XXXX-417-01
IM01827 | RES 1/4W, 91K ,1206 ,1% | RES-XXSM-XXXX-418-01 |  | B Class | Nos | Nos | I-Inventory | RM-Raw Material | RES 1/4W, 91K ,1206 ,1% | Raw Material | NA | RESISTOR |  | 85322500 | [11 empty] | 1 | 0 | 0 | 1 | [11 empty] | 0 | [5 empty] | N/A | RES-SM-418 | RES-XXSM-XXXX-418-01
IM01828 | RES 1/4W, 100K ,1206 ,1% | RES-XXSM-XXXX-419-01 |  | B Class | Nos | Nos | I-Inventory | RM-Raw Material | RES 1/4W, 100K ,1206 ,1% | Raw Material | NA | RESISTOR |  | 85322500 | [11 empty] | 1 | 0 | 0 | 1 | [11 empty] | 0 | [5 empty] | N/A | RES-SM-419 | RES-XXSM-XXXX-419-01
IM01829 | RES 1/4W, 110K ,1206 ,1% | RES-XXSM-XXXX-420-01 |  | B Class | Nos | Nos | I-Inventory | RM-Raw Material | RES 1/4W, 110K ,1206 ,1% | Raw Material | NA | RESISTOR |  | 85322500 | [11 empty] | 1 | 0 | 0 | 1 | [11 empty] | 0 | [5 empty] | N/A | RES-SM-420 | RES-XXSM-XXXX-420-01
IM01830 | RES 1/4W, 120K ,1206 ,1% | RES-XXSM-XXXX-421-01 |  | B Class | Nos | Nos | I-Inventory | RM-Raw Material | RES 1/4W, 120K ,1206 ,1% | Raw Material | NA | RESISTOR |  | 85322500 | [11 empty] | 1 | 0 | 0 | 1 | [11 empty] | 0 | [5 empty] | N/A | RES-SM-421 | RES-XXSM-XXXX-421-01
IM01831 | RES 1/4W, 130K ,1206 ,1% | RES-XXSM-XXXX-422-01 |  | B Class | Nos | Nos | I-Inventory | RM-Raw Material | RES 1/4W, 130K ,1206 ,1% | Raw Material | NA | RESISTOR |  | 85322500 | [11 empty] | 1 | 0 | 0 | 1 | [11 empty] | 0 | [5 empty] | N/A | RES-SM-422 | RES-XXSM-XXXX-422-01
IM01832 | RES 1/4W, 150K ,1206 ,1% | RES-XXSM-XXXX-423-01 |  | B Class | Nos | Nos | I-Inventory | RM-Raw Material | RES 1/4W, 150K ,1206 ,1% | Raw Material | NA | RESISTOR |  | 85322500 | [11 empty] | 1 | 0 | 0 | 1 | [11 empty] | 0 | [5 empty] | N/A | RES-SM-423 | RES-XXSM-XXXX-423-01
IM01833 | RES 1/4W, 160K ,1206 ,1% | RES-XXSM-XXXX-424-01 |  | B Class | Nos | Nos | I-Inventory | RM-Raw Material | RES 1/4W, 160K ,1206 ,1% | Raw Material | NA | RESISTOR |  | 85322500 | [11 empty] | 1 | 0 | 0 | 1 | [11 empty] | 0 | [5 empty] | N/A | RES-SM-424 | RES-XXSM-XXXX-424-01
IM01834 | RES 1/4W, 180K ,1206 ,1% | RES-XXSM-XXXX-425-01 |  | B Class | Nos | Nos | I-Inventory | RM-Raw Material | RES 1/4W, 180K ,1206 ,1% | Raw Material | NA | RESISTOR |  | 85322500 | [11 empty] | 1 | 0 | 0 | 1 | [11 empty] | 0 | [5 empty] | N/A | RES-SM-425 | RES-XXSM-XXXX-425-01
IM01835 | RES 1/4W, 200K ,1206 ,1% | RES-XXSM-XXXX-426-01 |  | B Class | Nos | Nos | I-Inventory | RM-Raw Material | RES 1/4W, 200K ,1206 ,1% | Raw Material | NA | RESISTOR |  | 85322500 | [11 empty] | 1 | 0 | 0 | 1 | [11 empty] | Yageo R oham Watts | [5 empty] | RC1206FR-07200KL (Yageo) 1206S4F2003T5E (R oham) CR06FTP--200K (Watts) | RES-SM-426 | RES-XXSM-XXXX-426-01
IM01836 | RES 1/4W, 220K ,1206 ,1% | RES-XXSM-XXXX-427-01 |  | B Class | Nos | Nos | I-Inventory | RM-Raw Material | RES 1/4W, 220K ,1206 ,1% | Raw Material | NA | RESISTOR |  | 85322500 | [11 empty] | 1 | 0 | 0 | 1 | [11 empty] | 0 | [5 empty] | N/A | RES-SM-427 | RES-XXSM-XXXX-427-01
IM01837 | RES 1/4W, 240K ,1206 ,1% | RES-XXSM-XXXX-428-01 |  | B Class | Nos | Nos | I-Inventory | RM-Raw Material | RES 1/4W, 240K ,1206 ,1% | Raw Material | NA | RESISTOR |  | 85322500 | [11 empty] | 1 | 0 | 0 | 1 | [11 empty] | 0 | [5 empty] | N/A | RES-SM-428 | RES-XXSM-XXXX-428-01
IM01838 | RES 1/4W, 270K ,1206 ,1% | RES-XXSM-XXXX-429-01 |  | B Class | Nos | Nos | I-Inventory | RM-Raw Material | RES 1/4W, 270K ,1206 ,1% | Raw Material | NA | RESISTOR |  | 85322500 | [11 empty] | 1 | 0 | 0 | 1 | [11 empty] | 0 | [5 empty] | N/A | RES-SM-429 | RES-XXSM-XXXX-429-01
IM01839 | RES 1/4W, 300K ,1206 ,1% | RES-XXSM-XXXX-430-01 |  | B Class | Nos | Nos | I-Inventory | RM-Raw Material | RES 1/4W, 300K ,1206 ,1% | Raw Material | NA | RESISTOR |  | 85322500 | [11 empty] | 1 | 0 | 0 | 1 | [11 empty] | 0 | [5 empty] | N/A | RES-SM-430 | RES-XXSM-XXXX-430-01
IM01840 | RES 1/4W, 330K ,1206 ,1% | RES-XXSM-XXXX-431-01 |  | B Class | Nos | Nos | I-Inventory | RM-Raw Material | RES 1/4W, 330K ,1206 ,1% | Raw Material | NA | RESISTOR |  | 85322500 | [11 empty] | 1 | 0 | 0 | 1 | [11 empty] | 0 | [5 empty] | N/A | RES-SM-431 | RES-XXSM-XXXX-431-01
IM01841 | RES 1/4W, 360K ,1206 ,1% | RES-XXSM-XXXX-432-01 |  | B Class | Nos | Nos | I-Inventory | RM-Raw Material | RES 1/4W, 360K ,1206 ,1% | Raw Material | NA | RESISTOR |  | 85322500 | [11 empty] | 1 | 0 | 0 | 1 | [11 empty] | 0 | [5 empty] | N/A | RES-SM-432 | RES-XXSM-XXXX-432-01
IM01842 | RES 1/4W, 390K ,1206 ,1% | RES-XXSM-XXXX-433-01 |  | B Class | Nos | Nos | I-Inventory | RM-Raw Material | RES 1/4W, 390K ,1206 ,1% | Raw Material | NA | RESISTOR |  | 85322500 | [11 empty] | 1 | 0 | 0 | 1 | [11 empty] | 0 | [5 empty] | N/A | RES-SM-433 | RES-XXSM-XXXX-433-01
IM01843 | RES 1/4W, 430K ,1206 ,1% | RES-XXSM-XXXX-434-01 |  | B Class | Nos | Nos | I-Inventory | RM-Raw Material | RES 1/4W, 430K ,1206 ,1% | Raw Material | NA | RESISTOR |  | 85322500 | [11 empty] | 1 | 0 | 0 | 1 | [11 empty] | 0 | [5 empty] | N/A | RES-SM-434 | RES-XXSM-XXXX-434-01
IM01844 | RES 1/4W, 470K ,1206 ,1% | RES-XXSM-XXXX-435-01 |  | B Class | Nos | Nos | I-Inventory | RM-Raw Material | RES 1/4W, 470K ,1206 ,1% | Raw Material | NA | RESISTOR |  | 85322500 | [11 empty] | 1 | 0 | 0 | 1 | [11 empty] | Yageo R oham Watts | [5 empty] | RC1206FR-07470KL (Yageo) 1206S4F4703T5E (R oham) CR06FTP--470K (Watts) | RES-SM-435 | RES-XXSM-XXXX-435-01
IM01845 | RES 1/4W, 510K ,1206 ,1% | RES-XXSM-XXXX-436-01 |  | B Class | Nos | Nos | I-Inventory | RM-Raw Material | RES 1/4W, 510K ,1206 ,1% | Raw Material | NA | RESISTOR |  | 85322500 | [11 empty] | 1 | 0 | 0 | 1 | [11 empty] | 0 | [5 empty] | N/A | RES-SM-436 | RES-XXSM-XXXX-436-01
IM01846 | RES 1/4W, 560K ,1206 ,1% | RES-XXSM-XXXX-437-01 |  | B Class | Nos | Nos | I-Inventory | RM-Raw Material | RES 1/4W, 560K ,1206 ,1% | Raw Material | NA | RESISTOR |  | 85322500 | [11 empty] | 1 | 0 | 0 | 1 | [11 empty] | 0 | [5 empty] | N/A | RES-SM-437 | RES-XXSM-XXXX-437-01
IM01847 | RES 1/4W, 620K ,1206 ,1% | RES-XXSM-XXXX-438-01 |  | B Class | Nos | Nos | I-Inventory | RM-Raw Material | RES 1/4W, 620K ,1206 ,1% | Raw Material | NA | RESISTOR |  | 85322500 | [11 empty] | 1 | 0 | 0 | 1 | [11 empty] | 0 | [5 empty] | N/A | RES-SM-438 | RES-XXSM-XXXX-438-01
IM01848 | RES 1/4W, 680K ,1206 ,1% | RES-XXSM-XXXX-439-01 |  | B Class | Nos | Nos | I-Inventory | RM-Raw Material | RES 1/4W, 680K ,1206 ,1% | Raw Material | NA | RESISTOR |  | 85322500 | [11 empty] | 1 | 0 | 0 | 1 | [11 empty] | 0 | [5 empty] | N/A | RES-SM-439 | RES-XXSM-XXXX-439-01
IM01849 | RES 1/4W, 750K ,1206 ,1% | RES-XXSM-XXXX-440-01 |  | B Class | Nos | Nos | I-Inventory | RM-Raw Material | RES 1/4W, 750K ,1206 ,1% | Raw Material | NA | RESISTOR |  | 85322500 | [11 empty] | 1 | 0 | 0 | 1 | [11 empty] | 0 | [5 empty] | N/A | RES-SM-440 | RES-XXSM-XXXX-440-01
IM01850 | RES 1/4W, 820K ,1206 ,1% | RES-XXSM-XXXX-441-01 |  | B Class | Nos | Nos | I-Inventory | RM-Raw Material | RES 1/4W, 820K ,1206 ,1% | Raw Material | NA | RESISTOR |  | 85322500 | [11 empty] | 1 | 0 | 0 | 1 | [11 empty] | 0 | [5 empty] | N/A | RES-SM-441 | RES-XXSM-XXXX-441-01
IM01851 | RES 1/4W, 910K ,1206 ,1% | RES-XXSM-XXXX-442-01 |  | B Class | Nos | Nos | I-Inventory | RM-Raw Material | RES 1/4W, 910K ,1206 ,1% | Raw Material | NA | RESISTOR |  | 85322500 | [11 empty] | 1 | 0 | 0 | 1 | [11 empty] | 0 | [5 empty] | N/A | RES-SM-442 | RES-XXSM-XXXX-442-01
IM01852 | RES 1/10W, 1E ,0603 ,5% | RES-XXSM-XXXX-443-01 |  | B Class | Nos | Nos | I-Inventory | RM-Raw Material | RES 1/10W, 1E ,0603 ,5% | Raw Material | NA | RESISTOR |  | 85322500 | [11 empty] | 1 | 0 | 0 | 1 | [11 empty] | 0 | [5 empty] | N/A | RES-SM-443 | RES-XXSM-XXXX-443-01
IM01853 | RES 1/10W, 1E1 ,0603 ,5% | RES-XXSM-XXXX-444-01 |  | B Class | Nos | Nos | I-Inventory | RM-Raw Material | RES 1/10W, 1E1 ,0603 ,5% | Raw Material | NA | RESISTOR |  | 85322500 | [11 empty] | 1 | 0 | 0 | 1 | [11 empty] | 0 | [5 empty] | N/A | RES-SM-444 | RES-XXSM-XXXX-444-01
IM01854 | RES 1/10W, 1E2 ,0603 ,5% | RES-XXSM-XXXX-445-01 |  | B Class | Nos | Nos | I-Inventory | RM-Raw Material | RES 1/10W, 1E2 ,0603 ,5% | Raw Material | NA | RESISTOR |  | 85322500 | [11 empty] | 1 | 0 | 0 | 1 | [11 empty] | 0 | [5 empty] | N/A | RES-SM-445 | RES-XXSM-XXXX-445-01
IM01855 | RES 1/10W, 1E3 ,0603 ,5% | RES-XXSM-XXXX-446-01 |  | B Class | Nos | Nos | I-Inventory | RM-Raw Material | RES 1/10W, 1E3 ,0603 ,5% | Raw Material | NA | RESISTOR |  | 85322500 | [11 empty] | 1 | 0 | 0 | 1 | [11 empty] | 0 | [5 empty] | N/A | RES-SM-446 | RES-XXSM-XXXX-446-01
IM01856 | RES 1/10W, 1E5 ,0603 ,5% | RES-XXSM-XXXX-447-01 |  | B Class | Nos | Nos | I-Inventory | RM-Raw Material | RES 1/10W, 1E5 ,0603 ,5% | Raw Material | NA | RESISTOR |  | 85322500 | [11 empty] | 1 | 0 | 0 | 1 | [11 empty] | 0 | [5 empty] | N/A | RES-SM-447 | RES-XXSM-XXXX-447-01
IM01857 | RES 1/10W, 1E6 ,0603 ,5% | RES-XXSM-XXXX-448-01 |  | B Class | Nos | Nos | I-Inventory | RM-Raw Material | RES 1/10W, 1E6 ,0603 ,5% | Raw Material | NA | RESISTOR |  | 85322500 | [11 empty] | 1 | 0 | 0 | 1 | [11 empty] | 0 | [5 empty] | N/A | RES-SM-448 | RES-XXSM-XXXX-448-01
IM01858 | RES 1/10W, 1E8 ,0603 ,5% | RES-XXSM-XXXX-449-01 |  | B Class | Nos | Nos | I-Inventory | RM-Raw Material | RES 1/10W, 1E8 ,0603 ,5% | Raw Material | NA | RESISTOR |  | 85322500 | [11 empty] | 1 | 0 | 0 | 1 | [11 empty] | 0 | [5 empty] | N/A | RES-SM-449 | RES-XXSM-XXXX-449-01
IM01859 | RES 1/10W, 2E ,0603 ,5% | RES-XXSM-XXXX-450-01 |  | B Class | Nos | Nos | I-Inventory | RM-Raw Material | RES 1/10W, 2E ,0603 ,5% | Raw Material | NA | RESISTOR |  | 85322500 | [11 empty] | 1 | 0 | 0 | 1 | [11 empty] | 0 | [5 empty] | N/A | RES-SM-450 | RES-XXSM-XXXX-450-01
IM01860 | RES 1/10W, 2E2 ,0603 ,5% | RES-XXSM-XXXX-451-01 |  | B Class | Nos | Nos | I-Inventory | RM-Raw Material | RES 1/10W, 2E2 ,0603 ,5% | Raw Material | NA | RESISTOR |  | 85322500 | [11 empty] | 1 | 0 | 0 | 1 | [11 empty] | 0 | [5 empty] | N/A | RES-SM-451 | RES-XXSM-XXXX-451-01
IM01861 | RES 1/10W, 2E4 ,0603 ,5% | RES-XXSM-XXXX-452-01 |  | B Class | Nos | Nos | I-Inventory | RM-Raw Material | RES 1/10W, 2E4 ,0603 ,5% | Raw Material | NA | RESISTOR |  | 85322500 | [11 empty] | 1 | 0 | 0 | 1 | [11 empty] | 0 | [5 empty] | N/A | RES-SM-452 | RES-XXSM-XXXX-452-01
IM01862 | RES 1/10W, 2E7 ,0603 ,5% | RES-XXSM-XXXX-453-01 |  | B Class | Nos | Nos | I-Inventory | RM-Raw Material | RES 1/10W, 2E7 ,0603 ,5% | Raw Material | NA | RESISTOR |  | 85322500 | [11 empty] | 1 | 0 | 0 | 1 | [11 empty] | 0 | [5 empty] | N/A | RES-SM-453 | RES-XXSM-XXXX-453-01
IM01863 | RES 1/10W, 3E ,0603 ,5% | RES-XXSM-XXXX-454-01 |  | B Class | Nos | Nos | I-Inventory | RM-Raw Material | RES 1/10W, 3E ,0603 ,5% | Raw Material | NA | RESISTOR |  | 85322500 | [11 empty] | 1 | 0 | 0 | 1 | [11 empty] | 0 | [5 empty] | N/A | RES-SM-454 | RES-XXSM-XXXX-454-01
IM01864 | RES 1/10W, 3E3 ,0603 ,5% | RES-XXSM-XXXX-455-01 |  | B Class | Nos | Nos | I-Inventory | RM-Raw Material | RES 1/10W, 3E3 ,0603 ,5% | Raw Material | NA | RESISTOR |  | 85322500 | [11 empty] | 1 | 0 | 0 | 1 | [11 empty] | 0 | [5 empty] | N/A | RES-SM-455 | RES-XXSM-XXXX-455-01
IM01865 | RES 1/10W, 3E6 ,0603 ,5% | RES-XXSM-XXXX-456-01 |  | B Class | Nos | Nos | I-Inventory | RM-Raw Material | RES 1/10W, 3E6 ,0603 ,5% | Raw Material | NA | RESISTOR |  | 85322500 | [11 empty] | 1 | 0 | 0 | 1 | [11 empty] | 0 | [5 empty] | N/A | RES-SM-456 | RES-XXSM-XXXX-456-01
IM01866 | RES 1/10W, 3E9 ,0603 ,5% | RES-XXSM-XXXX-457-01 |  | B Class | Nos | Nos | I-Inventory | RM-Raw Material | RES 1/10W, 3E9 ,0603 ,5% | Raw Material | NA | RESISTOR |  | 85322500 | [11 empty] | 1 | 0 | 0 | 1 | [11 empty] | 0 | [5 empty] | N/A | RES-SM-457 | RES-XXSM-XXXX-457-01
IM01867 | RES 1/10W, 4E3 ,0603 ,5% | RES-XXSM-XXXX-458-01 |  | B Class | Nos | Nos | I-Inventory | RM-Raw Material | RES 1/10W, 4E3 ,0603 ,5% | Raw Material | NA | RESISTOR |  | 85322500 | [11 empty] | 1 | 0 | 0 | 1 | [11 empty] | 0 | [5 empty] | N/A | RES-SM-458 | RES-XXSM-XXXX-458-01
IM01868 | RES 1/10W, 4E7 ,0603 ,5% | RES-XXSM-XXXX-459-01 |  | B Class | Nos | Nos | I-Inventory | RM-Raw Material | RES 1/10W, 4E7 ,0603 ,5% | Raw Material | NA | RESISTOR |  | 85322500 | [11 empty] | 1 | 0 | 0 | 1 | [11 empty] | 0 | [5 empty] | N/A | RES-SM-459 | RES-XXSM-XXXX-459-01
IM01869 | RES 1/10W, 5E1 ,0603 ,5% | RES-XXSM-XXXX-460-01 |  | B Class | Nos | Nos | I-Inventory | RM-Raw Material | RES 1/10W, 5E1 ,0603 ,5% | Raw Material | NA | RESISTOR |  | 85322500 | [11 empty] | 1 | 0 | 0 | 1 | [11 empty] | 0 | [5 empty] | N/A | RES-SM-460 | RES-XXSM-XXXX-460-01
IM01870 | RES 1/10W, 5E6 ,0603 ,5% | RES-XXSM-XXXX-461-01 |  | B Class | Nos | Nos | I-Inventory | RM-Raw Material | RES 1/10W, 5E6 ,0603 ,5% | Raw Material | NA | RESISTOR |  | 85322500 | [11 empty] | 1 | 0 | 0 | 1 | [11 empty] | 0 | [5 empty] | N/A | RES-SM-461 | RES-XXSM-XXXX-461-01
IM01871 | RES 1/10W, 6E2 ,0603 ,5% | RES-XXSM-XXXX-462-01 |  | B Class | Nos | Nos | I-Inventory | RM-Raw Material | RES 1/10W, 6E2 ,0603 ,5% | Raw Material | NA | RESISTOR |  | 85322500 | [11 empty] | 1 | 0 | 0 | 1 | [11 empty] | 0 | [5 empty] | N/A | RES-SM-462 | RES-XXSM-XXXX-462-01
IM01872 | RES 1/10W, 6E8 ,0603 ,5% | RES-XXSM-XXXX-463-01 |  | B Class | Nos | Nos | I-Inventory | RM-Raw Material | RES 1/10W, 6E8 ,0603 ,5% | Raw Material | NA | RESISTOR |  | 85322500 | [11 empty] | 1 | 0 | 0 | 1 | [11 empty] | 0 | [5 empty] | N/A | RES-SM-463 | RES-XXSM-XXXX-463-01
IM01873 | RES 1/10W, 7E5 ,0603 ,5% | RES-XXSM-XXXX-464-01 |  | B Class | Nos | Nos | I-Inventory | RM-Raw Material | RES 1/10W, 7E5 ,0603 ,5% | Raw Material | NA | RESISTOR |  | 85322500 | [11 empty] | 1 | 0 | 0 | 1 | [11 empty] | 0 | [5 empty] | N/A | RES-SM-464 | RES-XXSM-XXXX-464-01
IM01874 | RES 1/10W, 8E2 ,0603 ,5% | RES-XXSM-XXXX-465-01 |  | B Class | Nos | Nos | I-Inventory | RM-Raw Material | RES 1/10W, 8E2 ,0603 ,5% | Raw Material | NA | RESISTOR |  | 85322500 | [11 empty] | 1 | 0 | 0 | 1 | [11 empty] | 0 | [5 empty] | N/A | RES-SM-465 | RES-XXSM-XXXX-465-01
IM01875 | RES 1/10W, 9E1 ,0603 ,5% | RES-XXSM-XXXX-466-01 |  | B Class | Nos | Nos | I-Inventory | RM-Raw Material | RES 1/10W, 9E1 ,0603 ,5% | Raw Material | NA | RESISTOR |  | 85322500 | [11 empty] | 1 | 0 | 0 | 1 | [11 empty] | 0 | [5 empty] | N/A | RES-SM-466 | RES-XXSM-XXXX-466-01
IM01876 | RES 1/10W, 10E ,0603 ,5% | RES-XXSM-XXXX-467-01 |  | B Class | Nos | Nos | I-Inventory | RM-Raw Material | RES 1/10W, 10E ,0603 ,5% | Raw Material | NA | RESISTOR |  | 85322500 | [11 empty] | 1 | 0 | 0 | 1 | [11 empty] | 0 | [5 empty] | N/A | RES-SM-467 | RES-XXSM-XXXX-467-01
IM01877 | RES 1/10W, 11E ,0603 ,5% | RES-XXSM-XXXX-468-01 |  | B Class | Nos | Nos | I-Inventory | RM-Raw Material | RES 1/10W, 11E ,0603 ,5% | Raw Material | NA | RESISTOR |  | 85322500 | [11 empty] | 1 | 0 | 0 | 1 | [11 empty] | 0 | [5 empty] | N/A | RES-SM-468 | RES-XXSM-XXXX-468-01
IM01878 | RES 1/10W, 12E ,0603 ,5% | RES-XXSM-XXXX-469-01 |  | B Class | Nos | Nos | I-Inventory | RM-Raw Material | RES 1/10W, 12E ,0603 ,5% | Raw Material | NA | RESISTOR |  | 85322500 | [11 empty] | 1 | 0 | 0 | 1 | [11 empty] | 0 | [5 empty] | N/A | RES-SM-469 | RES-XXSM-XXXX-469-01
IM01879 | RES 1/10W, 13E ,0603 ,5% | RES-XXSM-XXXX-470-01 |  | B Class | Nos | Nos | I-Inventory | RM-Raw Material | RES 1/10W, 13E ,0603 ,5% | Raw Material | NA | RESISTOR |  | 85322500 | [11 empty] | 1 | 0 | 0 | 1 | [11 empty] | 0 | [5 empty] | N/A | RES-SM-470 | RES-XXSM-XXXX-470-01
IM01880 | RES 1/10W, 15E ,0603 ,5% | RES-XXSM-XXXX-471-01 |  | B Class | Nos | Nos | I-Inventory | RM-Raw Material | RES 1/10W, 15E ,0603 ,5% | Raw Material | NA | RESISTOR |  | 85322500 | [11 empty] | 1 | 0 | 0 | 1 | [11 empty] | 0 | [5 empty] | N/A | RES-SM-471 | RES-XXSM-XXXX-471-01
IM01881 | RES 1/10W, 16E ,0603 ,5% | RES-XXSM-XXXX-472-01 |  | B Class | Nos | Nos | I-Inventory | RM-Raw Material | RES 1/10W, 16E ,0603 ,5% | Raw Material | NA | RESISTOR |  | 85322500 | [11 empty] | 1 | 0 | 0 | 1 | [11 empty] | 0 | [5 empty] | N/A | RES-SM-472 | RES-XXSM-XXXX-472-01
IM01882 | RES 1/10W, 18E ,0603 ,5% | RES-XXSM-XXXX-473-01 |  | B Class | Nos | Nos | I-Inventory | RM-Raw Material | RES 1/10W, 18E ,0603 ,5% | Raw Material | NA | RESISTOR |  | 85322500 | [11 empty] | 1 | 0 | 0 | 1 | [11 empty] | 0 | [5 empty] | N/A | RES-SM-473 | RES-XXSM-XXXX-473-01
IM01883 | RES 1/10W, 20E ,0603 ,5% | RES-XXSM-XXXX-474-01 |  | B Class | Nos | Nos | I-Inventory | RM-Raw Material | RES 1/10W, 20E ,0603 ,5% | Raw Material | NA | RESISTOR |  | 85322500 | [11 empty] | 1 | 0 | 0 | 1 | [11 empty] | 0 | [5 empty] | N/A | RES-SM-474 | RES-XXSM-XXXX-474-01
IM01884 | RES 1/10W, 22E ,0603 ,5% | RES-XXSM-XXXX-475-01 |  | B Class | Nos | Nos | I-Inventory | RM-Raw Material | RES 1/10W, 22E ,0603 ,5% | Raw Material | NA | RESISTOR |  | 85322500 | [11 empty] | 1 | 0 | 0 | 1 | [11 empty] | 0 | [5 empty] | N/A | RES-SM-475 | RES-XXSM-XXXX-475-01
IM01885 | RES 1/10W, 24E ,0603 ,5% | RES-XXSM-XXXX-476-01 |  | B Class | Nos | Nos | I-Inventory | RM-Raw Material | RES 1/10W, 24E ,0603 ,5% | Raw Material | NA | RESISTOR |  | 85322500 | [11 empty] | 1 | 0 | 0 | 1 | [11 empty] | 0 | [5 empty] | N/A | RES-SM-476 | RES-XXSM-XXXX-476-01
IM01886 | RES 1/10W, 27E ,0603 ,5% | RES-XXSM-XXXX-477-01 |  | B Class | Nos | Nos | I-Inventory | RM-Raw Material | RES 1/10W, 27E ,0603 ,5% | Raw Material | NA | RESISTOR |  | 85322500 | [11 empty] | 1 | 0 | 0 | 1 | [11 empty] | 0 | [5 empty] | N/A | RES-SM-477 | RES-XXSM-XXXX-477-01
IM01887 | RES 1/10W, 30E ,0603 ,5% | RES-XXSM-XXXX-478-01 |  | B Class | Nos | Nos | I-Inventory | RM-Raw Material | RES 1/10W, 30E ,0603 ,5% | Raw Material | NA | RESISTOR |  | 85322500 | [11 empty] | 1 | 0 | 0 | 1 | [11 empty] | 0 | [5 empty] | N/A | RES-SM-478 | RES-XXSM-XXXX-478-01
IM01888 | RES 1/10W, 33E ,0603 ,5% | RES-XXSM-XXXX-479-01 |  | B Class | Nos | Nos | I-Inventory | RM-Raw Material | RES 1/10W, 33E ,0603 ,5% | Raw Material | NA | RESISTOR |  | 85322500 | [11 empty] | 1 | 0 | 0 | 1 | [11 empty] | 0 | [5 empty] | N/A | RES-SM-479 | RES-XXSM-XXXX-479-01
IM01889 | RES 1/10W, 36E ,0603 ,5% | RES-XXSM-XXXX-480-01 |  | B Class | Nos | Nos | I-Inventory | RM-Raw Material | RES 1/10W, 36E ,0603 ,5% | Raw Material | NA | RESISTOR |  | 85322500 | [11 empty] | 1 | 0 | 0 | 1 | [11 empty] | 0 | [5 empty] | N/A | RES-SM-480 | RES-XXSM-XXXX-480-01
IM01890 | RES 1/10W, 39E ,0603 ,5% | RES-XXSM-XXXX-481-01 |  | B Class | Nos | Nos | I-Inventory | RM-Raw Material | RES 1/10W, 39E ,0603 ,5% | Raw Material | NA | RESISTOR |  | 85322500 | [11 empty] | 1 | 0 | 0 | 1 | [11 empty] | 0 | [5 empty] | N/A | RES-SM-481 | RES-XXSM-XXXX-481-01
IM01891 | RES 1/10W, 43E ,0603 ,5% | RES-XXSM-XXXX-482-01 |  | B Class | Nos | Nos | I-Inventory | RM-Raw Material | RES 1/10W, 43E ,0603 ,5% | Raw Material | NA | RESISTOR |  | 85322500 | [11 empty] | 1 | 0 | 0 | 1 | [11 empty] | 0 | [5 empty] | N/A | RES-SM-482 | RES-XXSM-XXXX-482-01
IM01892 | RES 1/10W, 47E ,0603 ,5% | RES-XXSM-XXXX-483-01 |  | B Class | Nos | Nos | I-Inventory | RM-Raw Material | RES 1/10W, 47E ,0603 ,5% | Raw Material | NA | RESISTOR |  | 85322500 | [11 empty] | 1 | 0 | 0 | 1 | [11 empty] | 0 | [5 empty] | N/A | RES-SM-483 | RES-XXSM-XXXX-483-01
IM01893 | RES 1/10W, 51E ,0603 ,5% | RES-XXSM-XXXX-484-01 |  | B Class | Nos | Nos | I-Inventory | RM-Raw Material | RES 1/10W, 51E ,0603 ,5% | Raw Material | NA | RESISTOR |  | 85322500 | [11 empty] | 1 | 0 | 0 | 1 | [11 empty] | 0 | [5 empty] | N/A | RES-SM-484 | RES-XXSM-XXXX-484-01
IM01894 | RES 1/10W, 56E ,0603 ,5% | RES-XXSM-XXXX-485-01 |  | B Class | Nos | Nos | I-Inventory | RM-Raw Material | RES 1/10W, 56E ,0603 ,5% | Raw Material | NA | RESISTOR |  | 85322500 | [11 empty] | 1 | 0 | 0 | 1 | [11 empty] | 0 | [5 empty] | N/A | RES-SM-485 | RES-XXSM-XXXX-485-01
IM01895 | RES 1/10W, 62E ,0603 ,5% | RES-XXSM-XXXX-486-01 |  | B Class | Nos | Nos | I-Inventory | RM-Raw Material | RES 1/10W, 62E ,0603 ,5% | Raw Material | NA | RESISTOR |  | 85322500 | [11 empty] | 1 | 0 | 0 | 1 | [11 empty] | 0 | [5 empty] | N/A | RES-SM-486 | RES-XXSM-XXXX-486-01
IM01896 | RES 1/10W, 68E ,0603 ,5% | RES-XXSM-XXXX-487-01 |  | B Class | Nos | Nos | I-Inventory | RM-Raw Material | RES 1/10W, 68E ,0603 ,5% | Raw Material | NA | RESISTOR |  | 85322500 | [11 empty] | 1 | 0 | 0 | 1 | [11 empty] | 0 | [5 empty] | N/A | RES-SM-487 | RES-XXSM-XXXX-487-01
IM01897 | RES 1/10W, 75E ,0603 ,5% | RES-XXSM-XXXX-488-01 |  | B Class | Nos | Nos | I-Inventory | RM-Raw Material | RES 1/10W, 75E ,0603 ,5% | Raw Material | NA | RESISTOR |  | 85322500 | [11 empty] | 1 | 0 | 0 | 1 | [11 empty] | 0 | [5 empty] | N/A | RES-SM-488 | RES-XXSM-XXXX-488-01
IM01898 | RES 1/10W, 82E ,0603 ,5% | RES-XXSM-XXXX-489-01 |  | B Class | Nos | Nos | I-Inventory | RM-Raw Material | RES 1/10W, 82E ,0603 ,5% | Raw Material | NA | RESISTOR |  | 85322500 | [11 empty] | 1 | 0 | 0 | 1 | [11 empty] | 0 | [5 empty] | N/A | RES-SM-489 | RES-XXSM-XXXX-489-01
IM01899 | RES 1/10W, 91E ,0603 ,5% | RES-XXSM-XXXX-490-01 |  | B Class | Nos | Nos | I-Inventory | RM-Raw Material | RES 1/10W, 91E ,0603 ,5% | Raw Material | NA | RESISTOR |  | 85322500 | [11 empty] | 1 | 0 | 0 | 1 | [11 empty] | 0 | [5 empty] | N/A | RES-SM-490 | RES-XXSM-XXXX-490-01
IM01900 | RES 1/10W, 100E ,0603 ,5% | RES-XXSM-XXXX-491-01 |  | B Class | Nos | Nos | I-Inventory | RM-Raw Material | RES 1/10W, 100E ,0603 ,5% | Raw Material | NA | RESISTOR |  | 85322500 | [11 empty] | 1 | 0 | 0 | 1 | [11 empty] | 0 | [5 empty] | N/A | RES-SM-491 | RES-XXSM-XXXX-491-01
IM01901 | RES 1/10W, 110E ,0603 ,5% | RES-XXSM-XXXX-492-01 |  | B Class | Nos | Nos | I-Inventory | RM-Raw Material | RES 1/10W, 110E ,0603 ,5% | Raw Material | NA | RESISTOR |  | 85322500 | [11 empty] | 1 | 0 | 0 | 1 | [11 empty] | 0 | [5 empty] | N/A | RES-SM-492 | RES-XXSM-XXXX-492-01
IM01902 | RES 1/10W, 120E ,0603 ,5% | RES-XXSM-XXXX-493-01 |  | B Class | Nos | Nos | I-Inventory | RM-Raw Material | RES 1/10W, 120E ,0603 ,5% | Raw Material | NA | RESISTOR |  | 85322500 | [11 empty] | 1 | 0 | 0 | 1 | [11 empty] | 0 | [5 empty] | N/A | RES-SM-493 | RES-XXSM-XXXX-493-01
IM01903 | RES 1/10W, 130E ,0603 ,5% | RES-XXSM-XXXX-494-01 |  | B Class | Nos | Nos | I-Inventory | RM-Raw Material | RES 1/10W, 130E ,0603 ,5% | Raw Material | NA | RESISTOR |  | 85322500 | [11 empty] | 1 | 0 | 0 | 1 | [11 empty] | 0 | [5 empty] | N/A | RES-SM-494 | RES-XXSM-XXXX-494-01
IM01904 | RES 1/10W, 150E ,0603 ,5% | RES-XXSM-XXXX-495-01 |  | B Class | Nos | Nos | I-Inventory | RM-Raw Material | RES 1/10W, 150E ,0603 ,5% | Raw Material | NA | RESISTOR |  | 85322500 | [11 empty] | 1 | 0 | 0 | 1 | [11 empty] | 0 | [5 empty] | N/A | RES-SM-495 | RES-XXSM-XXXX-495-01
IM01905 | RES 1/10W, 160E ,0603 ,5% | RES-XXSM-XXXX-496-01 |  | B Class | Nos | Nos | I-Inventory | RM-Raw Material | RES 1/10W, 160E ,0603 ,5% | Raw Material | NA | RESISTOR |  | 85322500 | [11 empty] | 1 | 0 | 0 | 1 | [11 empty] | 0 | [5 empty] | N/A | RES-SM-496 | RES-XXSM-XXXX-496-01
IM01906 | RES 1/10W, 180E ,0603 ,5% | RES-XXSM-XXXX-497-01 |  | B Class | Nos | Nos | I-Inventory | RM-Raw Material | RES 1/10W, 180E ,0603 ,5% | Raw Material | NA | RESISTOR |  | 85322500 | [11 empty] | 1 | 0 | 0 | 1 | [11 empty] | 0 | [5 empty] | N/A | RES-SM-497 | RES-XXSM-XXXX-497-01
IM01907 | RES 1/10W, 200E ,0603 ,5% | RES-XXSM-XXXX-498-01 |  | B Class | Nos | Nos | I-Inventory | RM-Raw Material | RES 1/10W, 200E ,0603 ,5% | Raw Material | NA | RESISTOR |  | 85322500 | [11 empty] | 1 | 0 | 0 | 1 | [11 empty] | 0 | [5 empty] | N/A | RES-SM-498 | RES-XXSM-XXXX-498-01
IM01908 | RES 1/10W, 220E ,0603 ,5% | RES-XXSM-XXXX-499-01 |  | B Class | Nos | Nos | I-Inventory | RM-Raw Material | RES 1/10W, 220E ,0603 ,5% | Raw Material | NA | RESISTOR |  | 85322500 | [11 empty] | 1 | 0 | 0 | 1 | [11 empty] | 0 | [5 empty] | N/A | RES-SM-499 | RES-XXSM-XXXX-499-01
IM01909 | RES 1/10W, 240E ,0603 ,5% | RES-XXSM-XXXX-500-01 |  | B Class | Nos | Nos | I-Inventory | RM-Raw Material | RES 1/10W, 240E ,0603 ,5% | Raw Material | NA | RESISTOR |  | 85322500 | [11 empty] | 1 | 0 | 0 | 1 | [11 empty] | 0 | [5 empty] | N/A | RES-SM-500 | RES-XXSM-XXXX-500-01
IM01910 | RES 1/10W, 270E ,0603 ,5% | RES-XXSM-XXXX-501-01 |  | B Class | Nos | Nos | I-Inventory | RM-Raw Material | RES 1/10W, 270E ,0603 ,5% | Raw Material | NA | RESISTOR |  | 85322500 | [11 empty] | 1 | 0 | 0 | 1 | [11 empty] | 0 | [5 empty] | N/A | RES-SM-501 | RES-XXSM-XXXX-501-01
IM01911 | RES 1/10W, 300E ,0603 ,5% | RES-XXSM-XXXX-502-01 |  | B Class | Nos | Nos | I-Inventory | RM-Raw Material | RES 1/10W, 300E ,0603 ,5% | Raw Material | NA | RESISTOR |  | 85322500 | [11 empty] | 1 | 0 | 0 | 1 | [11 empty] | 0 | [5 empty] | N/A | RES-SM-502 | RES-XXSM-XXXX-502-01
IM01912 | RES 1/10W, 330E ,0603 ,5% | RES-XXSM-XXXX-503-01 |  | B Class | Nos | Nos | I-Inventory | RM-Raw Material | RES 1/10W, 330E ,0603 ,5% | Raw Material | NA | RESISTOR |  | 85322500 | [11 empty] | 1 | 0 | 0 | 1 | [11 empty] | 0 | [5 empty] | N/A | RES-SM-503 | RES-XXSM-XXXX-503-01
IM01913 | RES 1/10W, 360E ,0603 ,5% | RES-XXSM-XXXX-504-01 |  | B Class | Nos | Nos | I-Inventory | RM-Raw Material | RES 1/10W, 360E ,0603 ,5% | Raw Material | NA | RESISTOR |  | 85322500 | [11 empty] | 1 | 0 | 0 | 1 | [11 empty] | 0 | [5 empty] | N/A | RES-SM-504 | RES-XXSM-XXXX-504-01
IM01914 | RES 1/10W, 390E ,0603 ,5% | RES-XXSM-XXXX-505-01 |  | B Class | Nos | Nos | I-Inventory | RM-Raw Material | RES 1/10W, 390E ,0603 ,5% | Raw Material | NA | RESISTOR |  | 85322500 | [11 empty] | 1 | 0 | 0 | 1 | [11 empty] | 0 | [5 empty] | N/A | RES-SM-505 | RES-XXSM-XXXX-505-01
IM01915 | RES 1/10W, 430E ,0603 ,5% | RES-XXSM-XXXX-506-01 |  | B Class | Nos | Nos | I-Inventory | RM-Raw Material | RES 1/10W, 430E ,0603 ,5% | Raw Material | NA | RESISTOR |  | 85322500 | [11 empty] | 1 | 0 | 0 | 1 | [11 empty] | 0 | [5 empty] | N/A | RES-SM-506 | RES-XXSM-XXXX-506-01
IM01916 | RES 1/10W, 470E ,0603 ,5% | RES-XXSM-XXXX-507-01 |  | B Class | Nos | Nos | I-Inventory | RM-Raw Material | RES 1/10W, 470E ,0603 ,5% | Raw Material | NA | RESISTOR |  | 85322500 | [11 empty] | 1 | 0 | 0 | 1 | [11 empty] | 0 | [5 empty] | N/A | RES-SM-507 | RES-XXSM-XXXX-507-01
IM01917 | RES 1/10W, 510E ,0603 ,5% | RES-XXSM-XXXX-508-01 |  | B Class | Nos | Nos | I-Inventory | RM-Raw Material | RES 1/10W, 510E ,0603 ,5% | Raw Material | NA | RESISTOR |  | 85322500 | [11 empty] | 1 | 0 | 0 | 1 | [11 empty] | 0 | [5 empty] | N/A | RES-SM-508 | RES-XXSM-XXXX-508-01
IM01918 | RES 1/10W, 560E ,0603 ,5% | RES-XXSM-XXXX-509-01 |  | B Class | Nos | Nos | I-Inventory | RM-Raw Material | RES 1/10W, 560E ,0603 ,5% | Raw Material | NA | RESISTOR |  | 85322500 | [11 empty] | 1 | 0 | 0 | 1 | [11 empty] | 0 | [5 empty] | N/A | RES-SM-509 | RES-XXSM-XXXX-509-01
IM01919 | RES 1/10W, 620E ,0603 ,5% | RES-XXSM-XXXX-510-01 |  | B Class | Nos | Nos | I-Inventory | RM-Raw Material | RES 1/10W, 620E ,0603 ,5% | Raw Material | NA | RESISTOR |  | 85322500 | [11 empty] | 1 | 0 | 0 | 1 | [11 empty] | 0 | [5 empty] | N/A | RES-SM-510 | RES-XXSM-XXXX-510-01
IM01920 | RES 1/10W, 680E ,0603 ,5% | RES-XXSM-XXXX-511-01 |  | B Class | Nos | Nos | I-Inventory | RM-Raw Material | RES 1/10W, 680E ,0603 ,5% | Raw Material | NA | RESISTOR |  | 85322500 | [11 empty] | 1 | 0 | 0 | 1 | [11 empty] | 0 | [5 empty] | N/A | RES-SM-511 | RES-XXSM-XXXX-511-01
IM01921 | RES 1/10W, 750E ,0603 ,5% | RES-XXSM-XXXX-512-01 |  | B Class | Nos | Nos | I-Inventory | RM-Raw Material | RES 1/10W, 750E ,0603 ,5% | Raw Material | NA | RESISTOR |  | 85322500 | [11 empty] | 1 | 0 | 0 | 1 | [11 empty] | 0 | [5 empty] | N/A | RES-SM-512 | RES-XXSM-XXXX-512-01
IM01922 | RES 1/10W, 820E ,0603 ,5% | RES-XXSM-XXXX-513-01 |  | B Class | Nos | Nos | I-Inventory | RM-Raw Material | RES 1/10W, 820E ,0603 ,5% | Raw Material | NA | RESISTOR |  | 85322500 | [11 empty] | 1 | 0 | 0 | 1 | [11 empty] | 0 | [5 empty] | N/A | RES-SM-513 | RES-XXSM-XXXX-513-01
IM01923 | RES 1/10W, 910E ,0603 ,5% | RES-XXSM-XXXX-514-01 |  | B Class | Nos | Nos | I-Inventory | RM-Raw Material | RES 1/10W, 910E ,0603 ,5% | Raw Material | NA | RESISTOR |  | 85322500 | [11 empty] | 1 | 0 | 0 | 1 | [11 empty] | 0 | [5 empty] | N/A | RES-SM-514 | RES-XXSM-XXXX-514-01
IM01924 | RES 1/10W, 1K ,0603 ,5% | RES-XXSM-XXXX-515-01 |  | B Class | Nos | Nos | I-Inventory | RM-Raw Material | RES 1/10W, 1K ,0603 ,5% | Raw Material | NA | RESISTOR |  | 85322500 | [11 empty] | 1 | 0 | 0 | 1 | [11 empty] | 0 | [5 empty] | N/A | RES-SM-515 | RES-XXSM-XXXX-515-01
IM01925 | RES 1/10W, 1K1 ,0603 ,5% | RES-XXSM-XXXX-516-01 |  | B Class | Nos | Nos | I-Inventory | RM-Raw Material | RES 1/10W, 1K1 ,0603 ,5% | Raw Material | NA | RESISTOR |  | 85322500 | [11 empty] | 1 | 0 | 0 | 1 | [11 empty] | 0 | [5 empty] | N/A | RES-SM-516 | RES-XXSM-XXXX-516-01
IM01926 | RES 1/10W, 1K2 ,0603 ,5% | RES-XXSM-XXXX-517-01 |  | B Class | Nos | Nos | I-Inventory | RM-Raw Material | RES 1/10W, 1K2 ,0603 ,5% | Raw Material | NA | RESISTOR |  | 85322500 | [11 empty] | 1 | 0 | 0 | 1 | [11 empty] | 0 | [5 empty] | N/A | RES-SM-517 | RES-XXSM-XXXX-517-01
IM01927 | RES 1/10W, 1K3 ,0603 ,5% | RES-XXSM-XXXX-518-01 |  | B Class | Nos | Nos | I-Inventory | RM-Raw Material | RES 1/10W, 1K3 ,0603 ,5% | Raw Material | NA | RESISTOR |  | 85322500 | [11 empty] | 1 | 0 | 0 | 1 | [11 empty] | 0 | [5 empty] | N/A | RES-SM-518 | RES-XXSM-XXXX-518-01
IM01928 | RES 1/10W, 1K5 ,0603 ,5% | RES-XXSM-XXXX-519-01 |  | B Class | Nos | Nos | I-Inventory | RM-Raw Material | RES 1/10W, 1K5 ,0603 ,5% | Raw Material | NA | RESISTOR |  | 85322500 | [11 empty] | 1 | 0 | 0 | 1 | [11 empty] | 0 | [5 empty] | N/A | RES-SM-519 | RES-XXSM-XXXX-519-01
IM01929 | RES 1/10W, 1K6 ,0603 ,5% | RES-XXSM-XXXX-520-01 |  | B Class | Nos | Nos | I-Inventory | RM-Raw Material | RES 1/10W, 1K6 ,0603 ,5% | Raw Material | NA | RESISTOR |  | 85322500 | [11 empty] | 1 | 0 | 0 | 1 | [11 empty] | 0 | [5 empty] | N/A | RES-SM-520 | RES-XXSM-XXXX-520-01
IM01930 | RES 1/10W, 1K8 ,0603 ,5% | RES-XXSM-XXXX-521-01 |  | B Class | Nos | Nos | I-Inventory | RM-Raw Material | RES 1/10W, 1K8 ,0603 ,5% | Raw Material | NA | RESISTOR |  | 85322500 | [11 empty] | 1 | 0 | 0 | 1 | [11 empty] | 0 | [5 empty] | N/A | RES-SM-521 | RES-XXSM-XXXX-521-01
IM01931 | RES 1/10W, 2K ,0603 ,5% | RES-XXSM-XXXX-522-01 |  | B Class | Nos | Nos | I-Inventory | RM-Raw Material | RES 1/10W, 2K ,0603 ,5% | Raw Material | NA | RESISTOR |  | 85322500 | [11 empty] | 1 | 0 | 0 | 1 | [11 empty] | 0 | [5 empty] | N/A | RES-SM-522 | RES-XXSM-XXXX-522-01
IM01932 | RES 1/10W, 2K2 ,0603 ,5% | RES-XXSM-XXXX-523-01 |  | B Class | Nos | Nos | I-Inventory | RM-Raw Material | RES 1/10W, 2K2 ,0603 ,5% | Raw Material | NA | RESISTOR |  | 85322500 | [11 empty] | 1 | 0 | 0 | 1 | [11 empty] | 0 | [5 empty] | N/A | RES-SM-523 | RES-XXSM-XXXX-523-01
IM01933 | RES 1/10W, 2K4 ,0603 ,5% | RES-XXSM-XXXX-524-01 |  | B Class | Nos | Nos | I-Inventory | RM-Raw Material | RES 1/10W, 2K4 ,0603 ,5% | Raw Material | NA | RESISTOR |  | 85322500 | [11 empty] | 1 | 0 | 0 | 1 | [11 empty] | 0 | [5 empty] | N/A | RES-SM-524 | RES-XXSM-XXXX-524-01
IM01934 | RES 1/10W, 2K7 ,0603 ,5% | RES-XXSM-XXXX-525-01 |  | B Class | Nos | Nos | I-Inventory | RM-Raw Material | RES 1/10W, 2K7 ,0603 ,5% | Raw Material | NA | RESISTOR |  | 85322500 | [11 empty] | 1 | 0 | 0 | 1 | [11 empty] | 0 | [5 empty] | N/A | RES-SM-525 | RES-XXSM-XXXX-525-01
IM01935 | RES 1/10W, 3K ,0603 ,5% | RES-XXSM-XXXX-526-01 |  | B Class | Nos | Nos | I-Inventory | RM-Raw Material | RES 1/10W, 3K ,0603 ,5% | Raw Material | NA | RESISTOR |  | 85322500 | [11 empty] | 1 | 0 | 0 | 1 | [11 empty] | 0 | [5 empty] | N/A | RES-SM-526 | RES-XXSM-XXXX-526-01
IM01936 | RES 1/10W, 3K3 ,0603 ,5% | RES-XXSM-XXXX-527-01 |  | B Class | Nos | Nos | I-Inventory | RM-Raw Material | RES 1/10W, 3K3 ,0603 ,5% | Raw Material | NA | RESISTOR |  | 85322500 | [11 empty] | 1 | 0 | 0 | 1 | [11 empty] | 0 | [5 empty] | N/A | RES-SM-527 | RES-XXSM-XXXX-527-01
IM01937 | RES 1/10W, 3K6 ,0603 ,5% | RES-XXSM-XXXX-528-01 |  | B Class | Nos | Nos | I-Inventory | RM-Raw Material | RES 1/10W, 3K6 ,0603 ,5% | Raw Material | NA | RESISTOR |  | 85322500 | [11 empty] | 1 | 0 | 0 | 1 | [11 empty] | 0 | [5 empty] | N/A | RES-SM-528 | RES-XXSM-XXXX-528-01
IM01938 | RES 1/10W, 3K9 ,0603 ,5% | RES-XXSM-XXXX-529-01 |  | B Class | Nos | Nos | I-Inventory | RM-Raw Material | RES 1/10W, 3K9 ,0603 ,5% | Raw Material | NA | RESISTOR |  | 85322500 | [11 empty] | 1 | 0 | 0 | 1 | [11 empty] | 0 | [5 empty] | N/A | RES-SM-529 | RES-XXSM-XXXX-529-01
IM01939 | RES 1/10W, 4K3 ,0603 ,5% | RES-XXSM-XXXX-530-01 |  | B Class | Nos | Nos | I-Inventory | RM-Raw Material | RES 1/10W, 4K3 ,0603 ,5% | Raw Material | NA | RESISTOR |  | 85322500 | [11 empty] | 1 | 0 | 0 | 1 | [11 empty] | 0 | [5 empty] | N/A | RES-SM-530 | RES-XXSM-XXXX-530-01
IM01940 | RES 1/10W, 4K7 ,0603 ,5% | RES-XXSM-XXXX-531-01 |  | B Class | Nos | Nos | I-Inventory | RM-Raw Material | RES 1/10W, 4K7 ,0603 ,5% | Raw Material | NA | RESISTOR |  | 85322500 | [11 empty] | 1 | 0 | 0 | 1 | [11 empty] | 0 | [5 empty] | N/A | RES-SM-531 | RES-XXSM-XXXX-531-01
IM01941 | RES 1/10W, 5K1 ,0603 ,5% | RES-XXSM-XXXX-532-01 |  | B Class | Nos | Nos | I-Inventory | RM-Raw Material | RES 1/10W, 5K1 ,0603 ,5% | Raw Material | NA | RESISTOR |  | 85322500 | [11 empty] | 1 | 0 | 0 | 1 | [11 empty] | 0 | [5 empty] | N/A | RES-SM-532 | RES-XXSM-XXXX-532-01
IM01942 | RES 1/10W, 5K6 ,0603 ,5% | RES-XXSM-XXXX-533-01 |  | B Class | Nos | Nos | I-Inventory | RM-Raw Material | RES 1/10W, 5K6 ,0603 ,5% | Raw Material | NA | RESISTOR |  | 85322500 | [11 empty] | 1 | 0 | 0 | 1 | [11 empty] | 0 | [5 empty] | N/A | RES-SM-533 | RES-XXSM-XXXX-533-01
IM01943 | RES 1/10W, 6K2 ,0603 ,5% | RES-XXSM-XXXX-534-01 |  | B Class | Nos | Nos | I-Inventory | RM-Raw Material | RES 1/10W, 6K2 ,0603 ,5% | Raw Material | NA | RESISTOR |  | 85322500 | [11 empty] | 1 | 0 | 0 | 1 | [11 empty] | 0 | [5 empty] | N/A | RES-SM-534 | RES-XXSM-XXXX-534-01
IM01944 | RES 1/10W, 6K8 ,0603 ,5% | RES-XXSM-XXXX-535-01 |  | B Class | Nos | Nos | I-Inventory | RM-Raw Material | RES 1/10W, 6K8 ,0603 ,5% | Raw Material | NA | RESISTOR |  | 85322500 | [11 empty] | 1 | 0 | 0 | 1 | [11 empty] | 0 | [5 empty] | N/A | RES-SM-535 | RES-XXSM-XXXX-535-01
IM01945 | RES 1/10W, 7K5 ,0603 ,5% | RES-XXSM-XXXX-536-01 |  | B Class | Nos | Nos | I-Inventory | RM-Raw Material | RES 1/10W, 7K5 ,0603 ,5% | Raw Material | NA | RESISTOR |  | 85322500 | [11 empty] | 1 | 0 | 0 | 1 | [11 empty] | 0 | [5 empty] | N/A | RES-SM-536 | RES-XXSM-XXXX-536-01
IM01946 | RES 1/10W, 8K2 ,0603 ,5% | RES-XXSM-XXXX-537-01 |  | B Class | Nos | Nos | I-Inventory | RM-Raw Material | RES 1/10W, 8K2 ,0603 ,5% | Raw Material | NA | RESISTOR |  | 85322500 | [11 empty] | 1 | 0 | 0 | 1 | [11 empty] | 0 | [5 empty] | N/A | RES-SM-537 | RES-XXSM-XXXX-537-01
IM01947 | RES 1/10W, 9K1 ,0603 ,5% | RES-XXSM-XXXX-538-01 |  | B Class | Nos | Nos | I-Inventory | RM-Raw Material | RES 1/10W, 9K1 ,0603 ,5% | Raw Material | NA | RESISTOR |  | 85322500 | [11 empty] | 1 | 0 | 0 | 1 | [11 empty] | 0 | [5 empty] | N/A | RES-SM-538 | RES-XXSM-XXXX-538-01
IM01948 | RES 1/10W, 10K ,0603 ,5% | RES-XXSM-XXXX-539-01 |  | B Class | Nos | Nos | I-Inventory | RM-Raw Material | RES 1/10W, 10K ,0603 ,5% | Raw Material | NA | RESISTOR |  | 85322500 | [11 empty] | 1 | 0 | 0 | 1 | [11 empty] | 0 | [5 empty] | N/A | RES-SM-539 | RES-XXSM-XXXX-539-01
IM01949 | RES 1/10W, 11K ,0603 ,5% | RES-XXSM-XXXX-540-01 |  | B Class | Nos | Nos | I-Inventory | RM-Raw Material | RES 1/10W, 11K ,0603 ,5% | Raw Material | NA | RESISTOR |  | 85322500 | [11 empty] | 1 | 0 | 0 | 1 | [11 empty] | 0 | [5 empty] | N/A | RES-SM-540 | RES-XXSM-XXXX-540-01
IM01950 | RES 1/10W, 12K ,0603 ,5% | RES-XXSM-XXXX-541-01 |  | B Class | Nos | Nos | I-Inventory | RM-Raw Material | RES 1/10W, 12K ,0603 ,5% | Raw Material | NA | RESISTOR |  | 85322500 | [11 empty] | 1 | 0 | 0 | 1 | [11 empty] | 0 | [5 empty] | N/A | RES-SM-541 | RES-XXSM-XXXX-541-01
IM01951 | RES 1/10W, 13K ,0603 ,5% | RES-XXSM-XXXX-542-01 |  | B Class | Nos | Nos | I-Inventory | RM-Raw Material | RES 1/10W, 13K ,0603 ,5% | Raw Material | NA | RESISTOR |  | 85322500 | [11 empty] | 1 | 0 | 0 | 1 | [11 empty] | 0 | [5 empty] | N/A | RES-SM-542 | RES-XXSM-XXXX-542-01
IM01952 | RES 1/10W, 15K ,0603 ,5% | RES-XXSM-XXXX-543-01 |  | B Class | Nos | Nos | I-Inventory | RM-Raw Material | RES 1/10W, 15K ,0603 ,5% | Raw Material | NA | RESISTOR |  | 85322500 | [11 empty] | 1 | 0 | 0 | 1 | [11 empty] | 0 | [5 empty] | N/A | RES-SM-543 | RES-XXSM-XXXX-543-01
IM01953 | RES 1/10W, 16K ,0603 ,5% | RES-XXSM-XXXX-544-01 |  | B Class | Nos | Nos | I-Inventory | RM-Raw Material | RES 1/10W, 16K ,0603 ,5% | Raw Material | NA | RESISTOR |  | 85322500 | [11 empty] | 1 | 0 | 0 | 1 | [11 empty] | 0 | [5 empty] | N/A | RES-SM-544 | RES-XXSM-XXXX-544-01
IM01954 | RES 1/10W, 18K ,0603 ,5% | RES-XXSM-XXXX-545-01 |  | B Class | Nos | Nos | I-Inventory | RM-Raw Material | RES 1/10W, 18K ,0603 ,5% | Raw Material | NA | RESISTOR |  | 85322500 | [11 empty] | 1 | 0 | 0 | 1 | [11 empty] | 0 | [5 empty] | N/A | RES-SM-545 | RES-XXSM-XXXX-545-01
IM01955 | RES 1/10W, 20K ,0603 ,5% | RES-XXSM-XXXX-546-01 |  | B Class | Nos | Nos | I-Inventory | RM-Raw Material | RES 1/10W, 20K ,0603 ,5% | Raw Material | NA | RESISTOR |  | 85322500 | [11 empty] | 1 | 0 | 0 | 1 | [11 empty] | 0 | [5 empty] | N/A | RES-SM-546 | RES-XXSM-XXXX-546-01
IM01956 | RES 1/10W, 22K ,0603 ,5% | RES-XXSM-XXXX-547-01 |  | B Class | Nos | Nos | I-Inventory | RM-Raw Material | RES 1/10W, 22K ,0603 ,5% | Raw Material | NA | RESISTOR |  | 85322500 | [11 empty] | 1 | 0 | 0 | 1 | [11 empty] | 0 | [5 empty] | N/A | RES-SM-547 | RES-XXSM-XXXX-547-01
IM01957 | RES 1/10W, 24K ,0603 ,5% | RES-XXSM-XXXX-548-01 |  | B Class | Nos | Nos | I-Inventory | RM-Raw Material | RES 1/10W, 24K ,0603 ,5% | Raw Material | NA | RESISTOR |  | 85322500 | [11 empty] | 1 | 0 | 0 | 1 | [11 empty] | 0 | [5 empty] | N/A | RES-SM-548 | RES-XXSM-XXXX-548-01
IM01958 | RES 1/10W, 27K ,0603 ,5% | RES-XXSM-XXXX-549-01 |  | B Class | Nos | Nos | I-Inventory | RM-Raw Material | RES 1/10W, 27K ,0603 ,5% | Raw Material | NA | RESISTOR |  | 85322500 | [11 empty] | 1 | 0 | 0 | 1 | [11 empty] | 0 | [5 empty] | N/A | RES-SM-549 | RES-XXSM-XXXX-549-01
IM01959 | RES 1/10W, 30K ,0603 ,5% | RES-XXSM-XXXX-550-01 |  | B Class | Nos | Nos | I-Inventory | RM-Raw Material | RES 1/10W, 30K ,0603 ,5% | Raw Material | NA | RESISTOR |  | 85322500 | [11 empty] | 1 | 0 | 0 | 1 | [11 empty] | 0 | [5 empty] | N/A | RES-SM-550 | RES-XXSM-XXXX-550-01
IM01960 | RES 1/10W, 33K ,0603 ,5% | RES-XXSM-XXXX-551-01 |  | B Class | Nos | Nos | I-Inventory | RM-Raw Material | RES 1/10W, 33K ,0603 ,5% | Raw Material | NA | RESISTOR |  | 85322500 | [11 empty] | 1 | 0 | 0 | 1 | [11 empty] | 0 | [5 empty] | N/A | RES-SM-551 | RES-XXSM-XXXX-551-01
IM01961 | RES 1/10W, 36K ,0603 ,5% | RES-XXSM-XXXX-552-01 |  | B Class | Nos | Nos | I-Inventory | RM-Raw Material | RES 1/10W, 36K ,0603 ,5% | Raw Material | NA | RESISTOR |  | 85322500 | [11 empty] | 1 | 0 | 0 | 1 | [11 empty] | 0 | [5 empty] | N/A | RES-SM-552 | RES-XXSM-XXXX-552-01
IM01962 | RES 1/10W, 39K ,0603 ,5% | RES-XXSM-XXXX-553-01 |  | B Class | Nos | Nos | I-Inventory | RM-Raw Material | RES 1/10W, 39K ,0603 ,5% | Raw Material | NA | RESISTOR |  | 85322500 | [11 empty] | 1 | 0 | 0 | 1 | [11 empty] | 0 | [5 empty] | N/A | RES-SM-553 | RES-XXSM-XXXX-553-01
IM01963 | RES 1/10W, 43K ,0603 ,5% | RES-XXSM-XXXX-554-01 |  | B Class | Nos | Nos | I-Inventory | RM-Raw Material | RES 1/10W, 43K ,0603 ,5% | Raw Material | NA | RESISTOR |  | 85322500 | [11 empty] | 1 | 0 | 0 | 1 | [11 empty] | 0 | [5 empty] | N/A | RES-SM-554 | RES-XXSM-XXXX-554-01
IM01964 | RES 1/10W, 47K ,0603 ,5% | RES-XXSM-XXXX-555-01 |  | B Class | Nos | Nos | I-Inventory | RM-Raw Material | RES 1/10W, 47K ,0603 ,5% | Raw Material | NA | RESISTOR |  | 85322500 | [11 empty] | 1 | 0 | 0 | 1 | [11 empty] | 0 | [5 empty] | N/A | RES-SM-555 | RES-XXSM-XXXX-555-01
IM01965 | RES 1/10W, 51K ,0603 ,5% | RES-XXSM-XXXX-556-01 |  | B Class | Nos | Nos | I-Inventory | RM-Raw Material | RES 1/10W, 51K ,0603 ,5% | Raw Material | NA | RESISTOR |  | 85322500 | [11 empty] | 1 | 0 | 0 | 1 | [11 empty] | 0 | [5 empty] | N/A | RES-SM-556 | RES-XXSM-XXXX-556-01
IM01966 | RES 1/10W, 56K ,0603 ,5% | RES-XXSM-XXXX-557-01 |  | B Class | Nos | Nos | I-Inventory | RM-Raw Material | RES 1/10W, 56K ,0603 ,5% | Raw Material | NA | RESISTOR |  | 85322500 | [11 empty] | 1 | 0 | 0 | 1 | [11 empty] | 0 | [5 empty] | N/A | RES-SM-557 | RES-XXSM-XXXX-557-01
IM01967 | RES 1/10W, 62K ,0603 ,5% | RES-XXSM-XXXX-558-01 |  | B Class | Nos | Nos | I-Inventory | RM-Raw Material | RES 1/10W, 62K ,0603 ,5% | Raw Material | NA | RESISTOR |  | 85322500 | [11 empty] | 1 | 0 | 0 | 1 | [11 empty] | 0 | [5 empty] | N/A | RES-SM-558 | RES-XXSM-XXXX-558-01
IM01968 | RES 1/10W, 68K ,0603 ,5% | RES-XXSM-XXXX-559-01 |  | B Class | Nos | Nos | I-Inventory | RM-Raw Material | RES 1/10W, 68K ,0603 ,5% | Raw Material | NA | RESISTOR |  | 85322500 | [11 empty] | 1 | 0 | 0 | 1 | [11 empty] | 0 | [5 empty] | N/A | RES-SM-559 | RES-XXSM-XXXX-559-01
IM01969 | RES 1/10W, 75K ,0603 ,5% | RES-XXSM-XXXX-560-01 |  | B Class | Nos | Nos | I-Inventory | RM-Raw Material | RES 1/10W, 75K ,0603 ,5% | Raw Material | NA | RESISTOR |  | 85322500 | [11 empty] | 1 | 0 | 0 | 1 | [11 empty] | 0 | [5 empty] | N/A | RES-SM-560 | RES-XXSM-XXXX-560-01
IM01970 | RES 1/10W, 82K ,0603 ,5% | RES-XXSM-XXXX-561-01 |  | B Class | Nos | Nos | I-Inventory | RM-Raw Material | RES 1/10W, 82K ,0603 ,5% | Raw Material | NA | RESISTOR |  | 85322500 | [11 empty] | 1 | 0 | 0 | 1 | [11 empty] | 0 | [5 empty] | N/A | RES-SM-561 | RES-XXSM-XXXX-561-01
IM01971 | RES 1/10W, 91K ,0603 ,5% | RES-XXSM-XXXX-562-01 |  | B Class | Nos | Nos | I-Inventory | RM-Raw Material | RES 1/10W, 91K ,0603 ,5% | Raw Material | NA | RESISTOR |  | 85322500 | [11 empty] | 1 | 0 | 0 | 1 | [11 empty] | 0 | [5 empty] | N/A | RES-SM-562 | RES-XXSM-XXXX-562-01
IM01972 | RES 1/10W, 100K ,0603 ,5% | RES-XXSM-XXXX-563-01 |  | B Class | Nos | Nos | I-Inventory | RM-Raw Material | RES 1/10W, 100K ,0603 ,5% | Raw Material | NA | RESISTOR |  | 85322500 | [11 empty] | 1 | 0 | 0 | 1 | [11 empty] | 0 | [5 empty] | N/A | RES-SM-563 | RES-XXSM-XXXX-563-01
IM01973 | RES 1/10W, 110K ,0603 ,5% | RES-XXSM-XXXX-564-01 |  | B Class | Nos | Nos | I-Inventory | RM-Raw Material | RES 1/10W, 110K ,0603 ,5% | Raw Material | NA | RESISTOR |  | 85322500 | [11 empty] | 1 | 0 | 0 | 1 | [11 empty] | 0 | [5 empty] | N/A | RES-SM-564 | RES-XXSM-XXXX-564-01
IM01974 | RES 1/10W, 120K ,0603 ,5% | RES-XXSM-XXXX-565-01 |  | B Class | Nos | Nos | I-Inventory | RM-Raw Material | RES 1/10W, 120K ,0603 ,5% | Raw Material | NA | RESISTOR |  | 85322500 | [11 empty] | 1 | 0 | 0 | 1 | [11 empty] | 0 | [5 empty] | N/A | RES-SM-565 | RES-XXSM-XXXX-565-01
IM01975 | RES 1/10W, 130K ,0603 ,5% | RES-XXSM-XXXX-566-01 |  | B Class | Nos | Nos | I-Inventory | RM-Raw Material | RES 1/10W, 130K ,0603 ,5% | Raw Material | NA | RESISTOR |  | 85322500 | [11 empty] | 1 | 0 | 0 | 1 | [11 empty] | 0 | [5 empty] | N/A | RES-SM-566 | RES-XXSM-XXXX-566-01
IM01976 | RES 1/10W, 150K ,0603 ,5% | RES-XXSM-XXXX-567-01 |  | B Class | Nos | Nos | I-Inventory | RM-Raw Material | RES 1/10W, 150K ,0603 ,5% | Raw Material | NA | RESISTOR |  | 85322500 | [11 empty] | 1 | 0 | 0 | 1 | [11 empty] | 0 | [5 empty] | N/A | RES-SM-567 | RES-XXSM-XXXX-567-01
IM01977 | RES 1/10W, 160K ,0603 ,5% | RES-XXSM-XXXX-568-01 |  | B Class | Nos | Nos | I-Inventory | RM-Raw Material | RES 1/10W, 160K ,0603 ,5% | Raw Material | NA | RESISTOR |  | 85322500 | [11 empty] | 1 | 0 | 0 | 1 | [11 empty] | 0 | [5 empty] | N/A | RES-SM-568 | RES-XXSM-XXXX-568-01
IM01978 | RES 1/10W, 180K ,0603 ,5% | RES-XXSM-XXXX-569-01 |  | B Class | Nos | Nos | I-Inventory | RM-Raw Material | RES 1/10W, 180K ,0603 ,5% | Raw Material | NA | RESISTOR |  | 85322500 | [11 empty] | 1 | 0 | 0 | 1 | [11 empty] | 0 | [5 empty] | N/A | RES-SM-569 | RES-XXSM-XXXX-569-01
IM01979 | RES 1/10W, 200K ,0603 ,5% | RES-XXSM-XXXX-570-01 |  | B Class | Nos | Nos | I-Inventory | RM-Raw Material | RES 1/10W, 200K ,0603 ,5% | Raw Material | NA | RESISTOR |  | 85322500 | [11 empty] | 1 | 0 | 0 | 1 | [11 empty] | 0 | [5 empty] | N/A | RES-SM-570 | RES-XXSM-XXXX-570-01
IM01980 | RES 1/10W, 220K ,0603 ,5% | RES-XXSM-XXXX-571-01 |  | B Class | Nos | Nos | I-Inventory | RM-Raw Material | RES 1/10W, 220K ,0603 ,5% | Raw Material | NA | RESISTOR |  | 85322500 | [11 empty] | 1 | 0 | 0 | 1 | [11 empty] | 0 | [5 empty] | N/A | RES-SM-571 | RES-XXSM-XXXX-571-01
IM01981 | RES 1/10W, 240K ,0603 ,5% | RES-XXSM-XXXX-572-01 |  | B Class | Nos | Nos | I-Inventory | RM-Raw Material | RES 1/10W, 240K ,0603 ,5% | Raw Material | NA | RESISTOR |  | 85322500 | [11 empty] | 1 | 0 | 0 | 1 | [11 empty] | 0 | [5 empty] | N/A | RES-SM-572 | RES-XXSM-XXXX-572-01
IM01982 | RES 1/10W, 270K ,0603 ,5% | RES-XXSM-XXXX-573-01 |  | B Class | Nos | Nos | I-Inventory | RM-Raw Material | RES 1/10W, 270K ,0603 ,5% | Raw Material | NA | RESISTOR |  | 85322500 | [11 empty] | 1 | 0 | 0 | 1 | [11 empty] | 0 | [5 empty] | N/A | RES-SM-573 | RES-XXSM-XXXX-573-01
IM01983 | RES 1/10W, 300K ,0603 ,5% | RES-XXSM-XXXX-574-01 |  | B Class | Nos | Nos | I-Inventory | RM-Raw Material | RES 1/10W, 300K ,0603 ,5% | Raw Material | NA | RESISTOR |  | 85322500 | [11 empty] | 1 | 0 | 0 | 1 | [11 empty] | 0 | [5 empty] | N/A | RES-SM-574 | RES-XXSM-XXXX-574-01
IM01984 | RES 1/10W, 330K ,0603 ,5% | RES-XXSM-XXXX-575-01 |  | B Class | Nos | Nos | I-Inventory | RM-Raw Material | RES 1/10W, 330K ,0603 ,5% | Raw Material | NA | RESISTOR |  | 85322500 | [11 empty] | 1 | 0 | 0 | 1 | [11 empty] | 0 | [5 empty] | N/A | RES-SM-575 | RES-XXSM-XXXX-575-01
IM01985 | RES 1/10W, 360K ,0603 ,5% | RES-XXSM-XXXX-576-01 |  | B Class | Nos | Nos | I-Inventory | RM-Raw Material | RES 1/10W, 360K ,0603 ,5% | Raw Material | NA | RESISTOR |  | 85322500 | [11 empty] | 1 | 0 | 0 | 1 | [11 empty] | 0 | [5 empty] | N/A | RES-SM-576 | RES-XXSM-XXXX-576-01
IM01986 | RES 1/10W, 390K ,0603 ,5% | RES-XXSM-XXXX-577-01 |  | B Class | Nos | Nos | I-Inventory | RM-Raw Material | RES 1/10W, 390K ,0603 ,5% | Raw Material | NA | RESISTOR |  | 85322500 | [11 empty] | 1 | 0 | 0 | 1 | [11 empty] | 0 | [5 empty] | N/A | RES-SM-577 | RES-XXSM-XXXX-577-01
IM01987 | RES 1/10W, 430K ,0603 ,5% | RES-XXSM-XXXX-578-01 |  | B Class | Nos | Nos | I-Inventory | RM-Raw Material | RES 1/10W, 430K ,0603 ,5% | Raw Material | NA | RESISTOR |  | 85322500 | [11 empty] | 1 | 0 | 0 | 1 | [11 empty] | 0 | [5 empty] | N/A | RES-SM-578 | RES-XXSM-XXXX-578-01
IM01988 | RES 1/10W, 470K ,0603 ,5% | RES-XXSM-XXXX-579-01 |  | B Class | Nos | Nos | I-Inventory | RM-Raw Material | RES 1/10W, 470K ,0603 ,5% | Raw Material | NA | RESISTOR |  | 85322500 | [11 empty] | 1 | 0 | 0 | 1 | [11 empty] | 0 | [5 empty] | N/A | RES-SM-579 | RES-XXSM-XXXX-579-01
IM01989 | RES 1/10W, 510K ,0603 ,5% | RES-XXSM-XXXX-580-01 |  | B Class | Nos | Nos | I-Inventory | RM-Raw Material | RES 1/10W, 510K ,0603 ,5% | Raw Material | NA | RESISTOR |  | 85322500 | [11 empty] | 1 | 0 | 0 | 1 | [11 empty] | 0 | [5 empty] | N/A | RES-SM-580 | RES-XXSM-XXXX-580-01
IM01990 | RES 1/10W, 560K ,0603 ,5% | RES-XXSM-XXXX-581-01 |  | B Class | Nos | Nos | I-Inventory | RM-Raw Material | RES 1/10W, 560K ,0603 ,5% | Raw Material | NA | RESISTOR |  | 85322500 | [11 empty] | 1 | 0 | 0 | 1 | [11 empty] | 0 | [5 empty] | N/A | RES-SM-581 | RES-XXSM-XXXX-581-01
IM01991 | RES 1/10W, 620K ,0603 ,5% | RES-XXSM-XXXX-582-01 |  | B Class | Nos | Nos | I-Inventory | RM-Raw Material | RES 1/10W, 620K ,0603 ,5% | Raw Material | NA | RESISTOR |  | 85322500 | [11 empty] | 1 | 0 | 0 | 1 | [11 empty] | 0 | [5 empty] | N/A | RES-SM-582 | RES-XXSM-XXXX-582-01
IM01992 | RES 1/10W, 680K ,0603 ,5% | RES-XXSM-XXXX-583-01 |  | B Class | Nos | Nos | I-Inventory | RM-Raw Material | RES 1/10W, 680K ,0603 ,5% | Raw Material | NA | RESISTOR |  | 85322500 | [11 empty] | 1 | 0 | 0 | 1 | [11 empty] | 0 | [5 empty] | N/A | RES-SM-583 | RES-XXSM-XXXX-583-01
IM01993 | RES 1/10W, 750K ,0603 ,5% | RES-XXSM-XXXX-584-01 |  | B Class | Nos | Nos | I-Inventory | RM-Raw Material | RES 1/10W, 750K ,0603 ,5% | Raw Material | NA | RESISTOR |  | 85322500 | [11 empty] | 1 | 0 | 0 | 1 | [11 empty] | 0 | [5 empty] | N/A | RES-SM-584 | RES-XXSM-XXXX-584-01
IM01994 | RES 1/10W, 820K ,0603 ,5% | RES-XXSM-XXXX-585-01 |  | B Class | Nos | Nos | I-Inventory | RM-Raw Material | RES 1/10W, 820K ,0603 ,5% | Raw Material | NA | RESISTOR |  | 85322500 | [11 empty] | 1 | 0 | 0 | 1 | [11 empty] | 0 | [5 empty] | N/A | RES-SM-585 | RES-XXSM-XXXX-585-01
IM01995 | RES 1/10W, 910K ,0603 ,5% | RES-XXSM-XXXX-586-01 |  | B Class | Nos | Nos | I-Inventory | RM-Raw Material | RES 1/10W, 910K ,0603 ,5% | Raw Material | NA | RESISTOR |  | 85322500 | [11 empty] | 1 | 0 | 0 | 1 | [11 empty] | 0 | [5 empty] | N/A | RES-SM-586 | RES-XXSM-XXXX-586-01
IM01996 | RES 1/10W, 1E ,0805 ,5% | RES-XXSM-XXXX-587-01 |  | B Class | Nos | Nos | I-Inventory | RM-Raw Material | RES 1/10W, 1E ,0805 ,5% | Raw Material | NA | RESISTOR |  | 85322500 | [11 empty] | 1 | 0 | 0 | 1 | [11 empty] | 0 | [5 empty] | N/A | RES-SM-587 | RES-XXSM-XXXX-587-01
IM01997 | RES 1/10W, 1E1 ,0805 ,5% | RES-XXSM-XXXX-588-01 |  | B Class | Nos | Nos | I-Inventory | RM-Raw Material | RES 1/10W, 1E1 ,0805 ,5% | Raw Material | NA | RESISTOR |  | 85322500 | [11 empty] | 1 | 0 | 0 | 1 | [11 empty] | 0 | [5 empty] | N/A | RES-SM-588 | RES-XXSM-XXXX-588-01
IM01998 | RES 1/10W, 1E2 ,0805 ,5% | RES-XXSM-XXXX-589-01 |  | B Class | Nos | Nos | I-Inventory | RM-Raw Material | RES 1/10W, 1E2 ,0805 ,5% | Raw Material | NA | RESISTOR |  | 85322500 | [11 empty] | 1 | 0 | 0 | 1 | [11 empty] | 0 | [5 empty] | N/A | RES-SM-589 | RES-XXSM-XXXX-589-01
IM01999 | RES 1/10W, 1E3 ,0805 ,5% | RES-XXSM-XXXX-590-01 |  | B Class | Nos | Nos | I-Inventory | RM-Raw Material | RES 1/10W, 1E3 ,0805 ,5% | Raw Material | NA | RESISTOR |  | 85322500 | [11 empty] | 1 | 0 | 0 | 1 | [11 empty] | 0 | [5 empty] | N/A | RES-SM-590 | RES-XXSM-XXXX-590-01
IM02000 | RES 1/10W, 1E5 ,0805 ,5% | RES-XXSM-XXXX-591-01 |  | B Class | Nos | Nos | I-Inventory | RM-Raw Material | RES 1/10W, 1E5 ,0805 ,5% | Raw Material | NA | RESISTOR |  | 85322500 | [11 empty] | 1 | 0 | 0 | 1 | [11 empty] | 0 | [5 empty] | N/A | RES-SM-591 | RES-XXSM-XXXX-591-01
IM02001 | RES 1/10W, 1E6 ,0805 ,5% | RES-XXSM-XXXX-592-01 |  | B Class | Nos | Nos | I-Inventory | RM-Raw Material | RES 1/10W, 1E6 ,0805 ,5% | Raw Material | NA | RESISTOR |  | 85322500 | [11 empty] | 1 | 0 | 0 | 1 | [11 empty] | 0 | [5 empty] | N/A | RES-SM-592 | RES-XXSM-XXXX-592-01
IM02002 | RES 1/10W, 1E8 ,0805 ,5% | RES-XXSM-XXXX-593-01 |  | B Class | Nos | Nos | I-Inventory | RM-Raw Material | RES 1/10W, 1E8 ,0805 ,5% | Raw Material | NA | RESISTOR |  | 85322500 | [11 empty] | 1 | 0 | 0 | 1 | [11 empty] | 0 | [5 empty] | N/A | RES-SM-593 | RES-XXSM-XXXX-593-01
IM02003 | RES 1/10W, 2E ,0805 ,5% | RES-XXSM-XXXX-594-01 |  | B Class | Nos | Nos | I-Inventory | RM-Raw Material | RES 1/10W, 2E ,0805 ,5% | Raw Material | NA | RESISTOR |  | 85322500 | [11 empty] | 1 | 0 | 0 | 1 | [11 empty] | 0 | [5 empty] | N/A | RES-SM-594 | RES-XXSM-XXXX-594-01
IM02004 | RES 1/10W, 2E2 ,0805 ,5% | RES-XXSM-XXXX-595-01 |  | B Class | Nos | Nos | I-Inventory | RM-Raw Material | RES 1/10W, 2E2 ,0805 ,5% | Raw Material | NA | RESISTOR |  | 85322500 | [11 empty] | 1 | 0 | 0 | 1 | [11 empty] | 0 | [5 empty] | N/A | RES-SM-595 | RES-XXSM-XXXX-595-01
IM02005 | RES 1/10W, 2E4 ,0805 ,5% | RES-XXSM-XXXX-596-01 |  | B Class | Nos | Nos | I-Inventory | RM-Raw Material | RES 1/10W, 2E4 ,0805 ,5% | Raw Material | NA | RESISTOR |  | 85322500 | [11 empty] | 1 | 0 | 0 | 1 | [11 empty] | 0 | [5 empty] | N/A | RES-SM-596 | RES-XXSM-XXXX-596-01
IM02006 | RES 1/10W, 2E7 ,0805 ,5% | RES-XXSM-XXXX-597-01 |  | B Class | Nos | Nos | I-Inventory | RM-Raw Material | RES 1/10W, 2E7 ,0805 ,5% | Raw Material | NA | RESISTOR |  | 85322500 | [11 empty] | 1 | 0 | 0 | 1 | [11 empty] | 0 | [5 empty] | N/A | RES-SM-597 | RES-XXSM-XXXX-597-01
IM02007 | RES 1/10W, 3E ,0805 ,5% | RES-XXSM-XXXX-598-01 |  | B Class | Nos | Nos | I-Inventory | RM-Raw Material | RES 1/10W, 3E ,0805 ,5% | Raw Material | NA | RESISTOR |  | 85322500 | [11 empty] | 1 | 0 | 0 | 1 | [11 empty] | 0 | [5 empty] | N/A | RES-SM-598 | RES-XXSM-XXXX-598-01
IM02008 | RES 1/10W, 3E3 ,0805 ,5% | RES-XXSM-XXXX-599-01 |  | B Class | Nos | Nos | I-Inventory | RM-Raw Material | RES 1/10W, 3E3 ,0805 ,5% | Raw Material | NA | RESISTOR |  | 85322500 | [11 empty] | 1 | 0 | 0 | 1 | [11 empty] | 0 | [5 empty] | N/A | RES-SM-599 | RES-XXSM-XXXX-599-01
IM02009 | RES 1/10W, 3E6 ,0805 ,5% | RES-XXSM-XXXX-600-01 |  | B Class | Nos | Nos | I-Inventory | RM-Raw Material | RES 1/10W, 3E6 ,0805 ,5% | Raw Material | NA | RESISTOR |  | 85322500 | [11 empty] | 1 | 0 | 0 | 1 | [11 empty] | 0 | [5 empty] | N/A | RES-SM-600 | RES-XXSM-XXXX-600-01
IM02010 | RES 1/10W, 3E9 ,0805 ,5% | RES-XXSM-XXXX-601-01 |  | B Class | Nos | Nos | I-Inventory | RM-Raw Material | RES 1/10W, 3E9 ,0805 ,5% | Raw Material | NA | RESISTOR |  | 85322500 | [11 empty] | 1 | 0 | 0 | 1 | [11 empty] | 0 | [5 empty] | N/A | RES-SM-601 | RES-XXSM-XXXX-601-01
IM02011 | RES 1/10W, 4E3 ,0805 ,5% | RES-XXSM-XXXX-602-01 |  | B Class | Nos | Nos | I-Inventory | RM-Raw Material | RES 1/10W, 4E3 ,0805 ,5% | Raw Material | NA | RESISTOR |  | 85322500 | [11 empty] | 1 | 0 | 0 | 1 | [11 empty] | 0 | [5 empty] | N/A | RES-SM-602 | RES-XXSM-XXXX-602-01
IM02012 | RES 1/10W, 4E7 ,0805 ,5% | RES-XXSM-XXXX-603-01 |  | B Class | Nos | Nos | I-Inventory | RM-Raw Material | RES 1/10W, 4E7 ,0805 ,5% | Raw Material | NA | RESISTOR |  | 85322500 | [11 empty] | 1 | 0 | 0 | 1 | [11 empty] | 0 | [5 empty] | N/A | RES-SM-603 | RES-XXSM-XXXX-603-01
IM02013 | RES 1/10W, 5E1 ,0805 ,5% | RES-XXSM-XXXX-604-01 |  | B Class | Nos | Nos | I-Inventory | RM-Raw Material | RES 1/10W, 5E1 ,0805 ,5% | Raw Material | NA | RESISTOR |  | 85322500 | [11 empty] | 1 | 0 | 0 | 1 | [11 empty] | 0 | [5 empty] | N/A | RES-SM-604 | RES-XXSM-XXXX-604-01
IM02014 | RES 1/10W, 5E6 ,0805 ,5% | RES-XXSM-XXXX-605-01 |  | B Class | Nos | Nos | I-Inventory | RM-Raw Material | RES 1/10W, 5E6 ,0805 ,5% | Raw Material | NA | RESISTOR |  | 85322500 | [11 empty] | 1 | 0 | 0 | 1 | [11 empty] | 0 | [5 empty] | N/A | RES-SM-605 | RES-XXSM-XXXX-605-01
IM02015 | RES 1/10W, 6E2 ,0805 ,5% | RES-XXSM-XXXX-606-01 |  | B Class | Nos | Nos | I-Inventory | RM-Raw Material | RES 1/10W, 6E2 ,0805 ,5% | Raw Material | NA | RESISTOR |  | 85322500 | [11 empty] | 1 | 0 | 0 | 1 | [11 empty] | 0 | [5 empty] | N/A | RES-SM-606 | RES-XXSM-XXXX-606-01
IM02016 | RES 1/10W, 6E8 ,0805 ,5% | RES-XXSM-XXXX-607-01 |  | B Class | Nos | Nos | I-Inventory | RM-Raw Material | RES 1/10W, 6E8 ,0805 ,5% | Raw Material | NA | RESISTOR |  | 85322500 | [11 empty] | 1 | 0 | 0 | 1 | [11 empty] | 0 | [5 empty] | N/A | RES-SM-607 | RES-XXSM-XXXX-607-01
IM02017 | RES 1/10W, 7E5 ,0805 ,5% | RES-XXSM-XXXX-608-01 |  | B Class | Nos | Nos | I-Inventory | RM-Raw Material | RES 1/10W, 7E5 ,0805 ,5% | Raw Material | NA | RESISTOR |  | 85322500 | [11 empty] | 1 | 0 | 0 | 1 | [11 empty] | 0 | [5 empty] | N/A | RES-SM-608 | RES-XXSM-XXXX-608-01
IM02018 | RES 1/10W, 8E2 ,0805 ,5% | RES-XXSM-XXXX-609-01 |  | B Class | Nos | Nos | I-Inventory | RM-Raw Material | RES 1/10W, 8E2 ,0805 ,5% | Raw Material | NA | RESISTOR |  | 85322500 | [11 empty] | 1 | 0 | 0 | 1 | [11 empty] | 0 | [5 empty] | N/A | RES-SM-609 | RES-XXSM-XXXX-609-01
IM02019 | RES 1/10W, 9E1 ,0805 ,5% | RES-XXSM-XXXX-610-01 |  | B Class | Nos | Nos | I-Inventory | RM-Raw Material | RES 1/10W, 9E1 ,0805 ,5% | Raw Material | NA | RESISTOR |  | 85322500 | [11 empty] | 1 | 0 | 0 | 1 | [11 empty] | 0 | [5 empty] | N/A | RES-SM-610 | RES-XXSM-XXXX-610-01
IM02020 | RES 1/10W, 10E ,0805 ,5% | RES-XXSM-XXXX-611-01 |  | B Class | Nos | Nos | I-Inventory | RM-Raw Material | RES 1/10W, 10E ,0805 ,5% | Raw Material | NA | RESISTOR |  | 85322500 | [11 empty] | 1 | 0 | 0 | 1 | [11 empty] | 0 | [5 empty] | N/A | RES-SM-611 | RES-XXSM-XXXX-611-01
IM02021 | RES 1/10W, 11E ,0805 ,5% | RES-XXSM-XXXX-612-01 |  | B Class | Nos | Nos | I-Inventory | RM-Raw Material | RES 1/10W, 11E ,0805 ,5% | Raw Material | NA | RESISTOR |  | 85322500 | [11 empty] | 1 | 0 | 0 | 1 | [11 empty] | 0 | [5 empty] | N/A | RES-SM-612 | RES-XXSM-XXXX-612-01
IM02022 | RES 1/10W, 12E ,0805 ,5% | RES-XXSM-XXXX-613-01 |  | B Class | Nos | Nos | I-Inventory | RM-Raw Material | RES 1/10W, 12E ,0805 ,5% | Raw Material | NA | RESISTOR |  | 85322500 | [11 empty] | 1 | 0 | 0 | 1 | [11 empty] | 0 | [5 empty] | N/A | RES-SM-613 | RES-XXSM-XXXX-613-01
IM02023 | RES 1/10W, 13E ,0805 ,5% | RES-XXSM-XXXX-614-01 |  | B Class | Nos | Nos | I-Inventory | RM-Raw Material | RES 1/10W, 13E ,0805 ,5% | Raw Material | NA | RESISTOR |  | 85322500 | [11 empty] | 1 | 0 | 0 | 1 | [11 empty] | 0 | [5 empty] | N/A | RES-SM-614 | RES-XXSM-XXXX-614-01
IM02024 | RES 1/10W, 15E ,0805 ,5% | RES-XXSM-XXXX-615-01 |  | B Class | Nos | Nos | I-Inventory | RM-Raw Material | RES 1/10W, 15E ,0805 ,5% | Raw Material | NA | RESISTOR |  | 85322500 | [11 empty] | 1 | 0 | 0 | 1 | [11 empty] | 0 | [5 empty] | N/A | RES-SM-615 | RES-XXSM-XXXX-615-01
IM02025 | RES 1/10W, 16E ,0805 ,5% | RES-XXSM-XXXX-616-01 |  | B Class | Nos | Nos | I-Inventory | RM-Raw Material | RES 1/10W, 16E ,0805 ,5% | Raw Material | NA | RESISTOR |  | 85322500 | [11 empty] | 1 | 0 | 0 | 1 | [11 empty] | 0 | [5 empty] | N/A | RES-SM-616 | RES-XXSM-XXXX-616-01
IM02026 | RES 1/10W, 18E ,0805 ,5% | RES-XXSM-XXXX-617-01 |  | B Class | Nos | Nos | I-Inventory | RM-Raw Material | RES 1/10W, 18E ,0805 ,5% | Raw Material | NA | RESISTOR |  | 85322500 | [11 empty] | 1 | 0 | 0 | 1 | [11 empty] | 0 | [5 empty] | N/A | RES-SM-617 | RES-XXSM-XXXX-617-01
IM02027 | RES 1/10W, 20E ,0805 ,5% | RES-XXSM-XXXX-618-01 |  | B Class | Nos | Nos | I-Inventory | RM-Raw Material | RES 1/10W, 20E ,0805 ,5% | Raw Material | NA | RESISTOR |  | 85322500 | [11 empty] | 1 | 0 | 0 | 1 | [11 empty] | 0 | [5 empty] | N/A | RES-SM-618 | RES-XXSM-XXXX-618-01
IM02028 | RES 1/10W, 22E ,0805 ,5% | RES-XXSM-XXXX-619-01 |  | B Class | Nos | Nos | I-Inventory | RM-Raw Material | RES 1/10W, 22E ,0805 ,5% | Raw Material | NA | RESISTOR |  | 85322500 | [11 empty] | 1 | 0 | 0 | 1 | [11 empty] | 0 | [5 empty] | N/A | RES-SM-619 | RES-XXSM-XXXX-619-01
IM02029 | RES 1/10W, 24E ,0805 ,5% | RES-XXSM-XXXX-620-01 |  | B Class | Nos | Nos | I-Inventory | RM-Raw Material | RES 1/10W, 24E ,0805 ,5% | Raw Material | NA | RESISTOR |  | 85322500 | [11 empty] | 1 | 0 | 0 | 1 | [11 empty] | 0 | [5 empty] | N/A | RES-SM-620 | RES-XXSM-XXXX-620-01
IM02030 | RES 1/10W, 27E ,0805 ,5% | RES-XXSM-XXXX-621-01 |  | B Class | Nos | Nos | I-Inventory | RM-Raw Material | RES 1/10W, 27E ,0805 ,5% | Raw Material | NA | RESISTOR |  | 85322500 | [11 empty] | 1 | 0 | 0 | 1 | [11 empty] | 0 | [5 empty] | N/A | RES-SM-621 | RES-XXSM-XXXX-621-01
IM02031 | RES 1/10W, 30E ,0805 ,5% | RES-XXSM-XXXX-622-01 |  | B Class | Nos | Nos | I-Inventory | RM-Raw Material | RES 1/10W, 30E ,0805 ,5% | Raw Material | NA | RESISTOR |  | 85322500 | [11 empty] | 1 | 0 | 0 | 1 | [11 empty] | 0 | [5 empty] | N/A | RES-SM-622 | RES-XXSM-XXXX-622-01
IM02032 | RES 1/10W, 33E ,0805 ,5% | RES-XXSM-XXXX-623-01 |  | B Class | Nos | Nos | I-Inventory | RM-Raw Material | RES 1/10W, 33E ,0805 ,5% | Raw Material | NA | RESISTOR |  | 85322500 | [11 empty] | 1 | 0 | 0 | 1 | [11 empty] | 0 | [5 empty] | N/A | RES-SM-623 | RES-XXSM-XXXX-623-01
IM02033 | RES 1/10W, 36E ,0805 ,5% | RES-XXSM-XXXX-624-01 |  | B Class | Nos | Nos | I-Inventory | RM-Raw Material | RES 1/10W, 36E ,0805 ,5% | Raw Material | NA | RESISTOR |  | 85322500 | [11 empty] | 1 | 0 | 0 | 1 | [11 empty] | 0 | [5 empty] | N/A | RES-SM-624 | RES-XXSM-XXXX-624-01
IM02034 | RES 1/10W, 39E ,0805 ,5% | RES-XXSM-XXXX-625-01 |  | B Class | Nos | Nos | I-Inventory | RM-Raw Material | RES 1/10W, 39E ,0805 ,5% | Raw Material | NA | RESISTOR |  | 85322500 | [11 empty] | 1 | 0 | 0 | 1 | [11 empty] | 0 | [5 empty] | N/A | RES-SM-625 | RES-XXSM-XXXX-625-01
IM02035 | RES 1/10W, 43E ,0805 ,5% | RES-XXSM-XXXX-626-01 |  | B Class | Nos | Nos | I-Inventory | RM-Raw Material | RES 1/10W, 43E ,0805 ,5% | Raw Material | NA | RESISTOR |  | 85322500 | [11 empty] | 1 | 0 | 0 | 1 | [11 empty] | 0 | [5 empty] | N/A | RES-SM-626 | RES-XXSM-XXXX-626-01
IM02036 | RES 1/10W, 47E ,0805 ,5% | RES-XXSM-XXXX-627-01 |  | B Class | Nos | Nos | I-Inventory | RM-Raw Material | RES 1/10W, 47E ,0805 ,5% | Raw Material | NA | RESISTOR |  | 85322500 | [11 empty] | 1 | 0 | 0 | 1 | [11 empty] | 0 | [5 empty] | N/A | RES-SM-627 | RES-XXSM-XXXX-627-01
IM02037 | RES 1/10W, 51E ,0805 ,5% | RES-XXSM-XXXX-628-01 |  | B Class | Nos | Nos | I-Inventory | RM-Raw Material | RES 1/10W, 51E ,0805 ,5% | Raw Material | NA | RESISTOR |  | 85322500 | [11 empty] | 1 | 0 | 0 | 1 | [11 empty] | 0 | [5 empty] | N/A | RES-SM-628 | RES-XXSM-XXXX-628-01
IM02038 | RES 1/10W, 56E ,0805 ,5% | RES-XXSM-XXXX-629-01 |  | B Class | Nos | Nos | I-Inventory | RM-Raw Material | RES 1/10W, 56E ,0805 ,5% | Raw Material | NA | RESISTOR |  | 85322500 | [11 empty] | 1 | 0 | 0 | 1 | [11 empty] | 0 | [5 empty] | N/A | RES-SM-629 | RES-XXSM-XXXX-629-01
IM02039 | RES 1/10W, 62E ,0805 ,5% | RES-XXSM-XXXX-630-01 |  | B Class | Nos | Nos | I-Inventory | RM-Raw Material | RES 1/10W, 62E ,0805 ,5% | Raw Material | NA | RESISTOR |  | 85322500 | [11 empty] | 1 | 0 | 0 | 1 | [11 empty] | 0 | [5 empty] | N/A | RES-SM-630 | RES-XXSM-XXXX-630-01
IM02040 | RES 1/10W, 68E ,0805 ,5% | RES-XXSM-XXXX-631-01 |  | B Class | Nos | Nos | I-Inventory | RM-Raw Material | RES 1/10W, 68E ,0805 ,5% | Raw Material | NA | RESISTOR |  | 85322500 | [11 empty] | 1 | 0 | 0 | 1 | [11 empty] | 0 | [5 empty] | N/A | RES-SM-631 | RES-XXSM-XXXX-631-01
IM02041 | RES 1/10W, 75E ,0805 ,5% | RES-XXSM-XXXX-632-01 |  | B Class | Nos | Nos | I-Inventory | RM-Raw Material | RES 1/10W, 75E ,0805 ,5% | Raw Material | NA | RESISTOR |  | 85322500 | [11 empty] | 1 | 0 | 0 | 1 | [11 empty] | 0 | [5 empty] | N/A | RES-SM-632 | RES-XXSM-XXXX-632-01
IM02042 | RES 1/10W, 82E ,0805 ,5% | RES-XXSM-XXXX-633-01 |  | B Class | Nos | Nos | I-Inventory | RM-Raw Material | RES 1/10W, 82E ,0805 ,5% | Raw Material | NA | RESISTOR |  | 85322500 | [11 empty] | 1 | 0 | 0 | 1 | [11 empty] | 0 | [5 empty] | N/A | RES-SM-633 | RES-XXSM-XXXX-633-01
IM02043 | RES 1/10W, 91E ,0805 ,5% | RES-XXSM-XXXX-634-01 |  | B Class | Nos | Nos | I-Inventory | RM-Raw Material | RES 1/10W, 91E ,0805 ,5% | Raw Material | NA | RESISTOR |  | 85322500 | [11 empty] | 1 | 0 | 0 | 1 | [11 empty] | 0 | [5 empty] | N/A | RES-SM-634 | RES-XXSM-XXXX-634-01
IM02044 | RES 1/10W, 100E ,0805 ,5% | RES-XXSM-XXXX-635-01 |  | B Class | Nos | Nos | I-Inventory | RM-Raw Material | RES 1/10W, 100E ,0805 ,5% | Raw Material | NA | RESISTOR |  | 85322500 | [11 empty] | 1 | 0 | 0 | 1 | [11 empty] | 0 | [5 empty] | N/A | RES-SM-635 | RES-XXSM-XXXX-635-01
IM02045 | RES 1/10W, 110E ,0805 ,5% | RES-XXSM-XXXX-636-01 |  | B Class | Nos | Nos | I-Inventory | RM-Raw Material | RES 1/10W, 110E ,0805 ,5% | Raw Material | NA | RESISTOR |  | 85322500 | [11 empty] | 1 | 0 | 0 | 1 | [11 empty] | 0 | [5 empty] | N/A | RES-SM-636 | RES-XXSM-XXXX-636-01
IM02046 | RES 1/10W, 120E ,0805 ,5% | RES-XXSM-XXXX-637-01 |  | B Class | Nos | Nos | I-Inventory | RM-Raw Material | RES 1/10W, 120E ,0805 ,5% | Raw Material | NA | RESISTOR |  | 85322500 | [11 empty] | 1 | 0 | 0 | 1 | [11 empty] | 0 | [5 empty] | N/A | RES-SM-637 | RES-XXSM-XXXX-637-01
IM02047 | RES 1/10W, 130E ,0805 ,5% | RES-XXSM-XXXX-638-01 |  | B Class | Nos | Nos | I-Inventory | RM-Raw Material | RES 1/10W, 130E ,0805 ,5% | Raw Material | NA | RESISTOR |  | 85322500 | [11 empty] | 1 | 0 | 0 | 1 | [11 empty] | 0 | [5 empty] | N/A | RES-SM-638 | RES-XXSM-XXXX-638-01
IM02048 | RES 1/10W, 150E ,0805 ,5% | RES-XXSM-XXXX-639-01 |  | B Class | Nos | Nos | I-Inventory | RM-Raw Material | RES 1/10W, 150E ,0805 ,5% | Raw Material | NA | RESISTOR |  | 85322500 | [11 empty] | 1 | 0 | 0 | 1 | [11 empty] | 0 | [5 empty] | N/A | RES-SM-639 | RES-XXSM-XXXX-639-01
IM02049 | RES 1/10W, 160E ,0805 ,5% | RES-XXSM-XXXX-640-01 |  | B Class | Nos | Nos | I-Inventory | RM-Raw Material | RES 1/10W, 160E ,0805 ,5% | Raw Material | NA | RESISTOR |  | 85322500 | [11 empty] | 1 | 0 | 0 | 1 | [11 empty] | 0 | [5 empty] | N/A | RES-SM-640 | RES-XXSM-XXXX-640-01
IM02050 | RES 1/10W, 180E ,0805 ,5% | RES-XXSM-XXXX-641-01 |  | B Class | Nos | Nos | I-Inventory | RM-Raw Material | RES 1/10W, 180E ,0805 ,5% | Raw Material | NA | RESISTOR |  | 85322500 | [11 empty] | 1 | 0 | 0 | 1 | [11 empty] | 0 | [5 empty] | N/A | RES-SM-641 | RES-XXSM-XXXX-641-01
IM02051 | RES 1/10W, 200E ,0805 ,5% | RES-XXSM-XXXX-642-01 |  | B Class | Nos | Nos | I-Inventory | RM-Raw Material | RES 1/10W, 200E ,0805 ,5% | Raw Material | NA | RESISTOR |  | 85322500 | [11 empty] | 1 | 0 | 0 | 1 | [11 empty] | 0 | [5 empty] | N/A | RES-SM-642 | RES-XXSM-XXXX-642-01
IM02052 | RES 1/10W, 220E ,0805 ,5% | RES-XXSM-XXXX-643-01 |  | B Class | Nos | Nos | I-Inventory | RM-Raw Material | RES 1/10W, 220E ,0805 ,5% | Raw Material | NA | RESISTOR |  | 85322500 | [11 empty] | 1 | 0 | 0 | 1 | [11 empty] | 0 | [5 empty] | N/A | RES-SM-643 | RES-XXSM-XXXX-643-01
IM02053 | RES 1/10W, 240E ,0805 ,5% | RES-XXSM-XXXX-644-01 |  | B Class | Nos | Nos | I-Inventory | RM-Raw Material | RES 1/10W, 240E ,0805 ,5% | Raw Material | NA | RESISTOR |  | 85322500 | [11 empty] | 1 | 0 | 0 | 1 | [11 empty] | 0 | [5 empty] | N/A | RES-SM-644 | RES-XXSM-XXXX-644-01
IM02054 | RES 1/10W, 270E ,0805 ,5% | RES-XXSM-XXXX-645-01 |  | B Class | Nos | Nos | I-Inventory | RM-Raw Material | RES 1/10W, 270E ,0805 ,5% | Raw Material | NA | RESISTOR |  | 85322500 | [11 empty] | 1 | 0 | 0 | 1 | [11 empty] | 0 | [5 empty] | N/A | RES-SM-645 | RES-XXSM-XXXX-645-01
IM02055 | RES 1/10W, 300E ,0805 ,5% | RES-XXSM-XXXX-646-01 |  | B Class | Nos | Nos | I-Inventory | RM-Raw Material | RES 1/10W, 300E ,0805 ,5% | Raw Material | NA | RESISTOR |  | 85322500 | [11 empty] | 1 | 0 | 0 | 1 | [11 empty] | 0 | [5 empty] | N/A | RES-SM-646 | RES-XXSM-XXXX-646-01
IM02056 | RES 1/10W, 330E ,0805 ,5% | RES-XXSM-XXXX-647-01 |  | B Class | Nos | Nos | I-Inventory | RM-Raw Material | RES 1/10W, 330E ,0805 ,5% | Raw Material | NA | RESISTOR |  | 85322500 | [11 empty] | 1 | 0 | 0 | 1 | [11 empty] | 0 | [5 empty] | N/A | RES-SM-647 | RES-XXSM-XXXX-647-01
IM02057 | RES 1/10W, 360E ,0805 ,5% | RES-XXSM-XXXX-648-01 |  | B Class | Nos | Nos | I-Inventory | RM-Raw Material | RES 1/10W, 360E ,0805 ,5% | Raw Material | NA | RESISTOR |  | 85322500 | [11 empty] | 1 | 0 | 0 | 1 | [11 empty] | 0 | [5 empty] | N/A | RES-SM-648 | RES-XXSM-XXXX-648-01
IM02058 | RES 1/10W, 390E ,0805 ,5% | RES-XXSM-XXXX-649-01 |  | B Class | Nos | Nos | I-Inventory | RM-Raw Material | RES 1/10W, 390E ,0805 ,5% | Raw Material | NA | RESISTOR |  | 85322500 | [11 empty] | 1 | 0 | 0 | 1 | [11 empty] | 0 | [5 empty] | N/A | RES-SM-649 | RES-XXSM-XXXX-649-01
IM02059 | RES 1/10W, 430E ,0805 ,5% | RES-XXSM-XXXX-650-01 |  | B Class | Nos | Nos | I-Inventory | RM-Raw Material | RES 1/10W, 430E ,0805 ,5% | Raw Material | NA | RESISTOR |  | 85322500 | [11 empty] | 1 | 0 | 0 | 1 | [11 empty] | 0 | [5 empty] | N/A | RES-SM-650 | RES-XXSM-XXXX-650-01
IM02060 | RES 1/10W, 470E ,0805 ,5% | RES-XXSM-XXXX-651-01 |  | B Class | Nos | Nos | I-Inventory | RM-Raw Material | RES 1/10W, 470E ,0805 ,5% | Raw Material | NA | RESISTOR |  | 85322500 | [11 empty] | 1 | 0 | 0 | 1 | [11 empty] | 0 | [5 empty] | N/A | RES-SM-651 | RES-XXSM-XXXX-651-01
IM02061 | RES 1/10W, 510E ,0805 ,5% | RES-XXSM-XXXX-652-01 |  | B Class | Nos | Nos | I-Inventory | RM-Raw Material | RES 1/10W, 510E ,0805 ,5% | Raw Material | NA | RESISTOR |  | 85322500 | [11 empty] | 1 | 0 | 0 | 1 | [11 empty] | 0 | [5 empty] | N/A | RES-SM-652 | RES-XXSM-XXXX-652-01
IM02062 | RES 1/10W, 560E ,0805 ,5% | RES-XXSM-XXXX-653-01 |  | B Class | Nos | Nos | I-Inventory | RM-Raw Material | RES 1/10W, 560E ,0805 ,5% | Raw Material | NA | RESISTOR |  | 85322500 | [11 empty] | 1 | 0 | 0 | 1 | [11 empty] | 0 | [5 empty] | N/A | RES-SM-653 | RES-XXSM-XXXX-653-01
IM02063 | RES 1/10W, 620E ,0805 ,5% | RES-XXSM-XXXX-654-01 |  | B Class | Nos | Nos | I-Inventory | RM-Raw Material | RES 1/10W, 620E ,0805 ,5% | Raw Material | NA | RESISTOR |  | 85322500 | [11 empty] | 1 | 0 | 0 | 1 | [11 empty] | 0 | [5 empty] | N/A | RES-SM-654 | RES-XXSM-XXXX-654-01
IM02064 | RES 1/10W, 680E ,0805 ,5% | RES-XXSM-XXXX-655-01 |  | B Class | Nos | Nos | I-Inventory | RM-Raw Material | RES 1/10W, 680E ,0805 ,5% | Raw Material | NA | RESISTOR |  | 85322500 | [11 empty] | 1 | 0 | 0 | 1 | [11 empty] | 0 | [5 empty] | N/A | RES-SM-655 | RES-XXSM-XXXX-655-01
IM02065 | RES 1/10W, 750E ,0805 ,5% | RES-XXSM-XXXX-656-01 |  | B Class | Nos | Nos | I-Inventory | RM-Raw Material | RES 1/10W, 750E ,0805 ,5% | Raw Material | NA | RESISTOR |  | 85322500 | [11 empty] | 1 | 0 | 0 | 1 | [11 empty] | 0 | [5 empty] | N/A | RES-SM-656 | RES-XXSM-XXXX-656-01
IM02066 | RES 1/10W, 820E ,0805 ,5% | RES-XXSM-XXXX-657-01 |  | B Class | Nos | Nos | I-Inventory | RM-Raw Material | RES 1/10W, 820E ,0805 ,5% | Raw Material | NA | RESISTOR |  | 85322500 | [11 empty] | 1 | 0 | 0 | 1 | [11 empty] | 0 | [5 empty] | N/A | RES-SM-657 | RES-XXSM-XXXX-657-01
IM02067 | RES 1/10W, 910E ,0805 ,5% | RES-XXSM-XXXX-658-01 |  | B Class | Nos | Nos | I-Inventory | RM-Raw Material | RES 1/10W, 910E ,0805 ,5% | Raw Material | NA | RESISTOR |  | 85322500 | [11 empty] | 1 | 0 | 0 | 1 | [11 empty] | 0 | [5 empty] | N/A | RES-SM-658 | RES-XXSM-XXXX-658-01
IM02068 | RES 1/10W, 1K ,0805 ,5% | RES-XXSM-XXXX-659-01 |  | B Class | Nos | Nos | I-Inventory | RM-Raw Material | RES 1/10W, 1K ,0805 ,5% | Raw Material | NA | RESISTOR |  | 85322500 | [11 empty] | 1 | 0 | 0 | 1 | [11 empty] | 0 | [5 empty] | N/A | RES-SM-659 | RES-XXSM-XXXX-659-01
IM02069 | RES 1/10W, 1K1 ,0805 ,5% | RES-XXSM-XXXX-660-01 |  | B Class | Nos | Nos | I-Inventory | RM-Raw Material | RES 1/10W, 1K1 ,0805 ,5% | Raw Material | NA | RESISTOR |  | 85322500 | [11 empty] | 1 | 0 | 0 | 1 | [11 empty] | 0 | [5 empty] | N/A | RES-SM-660 | RES-XXSM-XXXX-660-01
IM02070 | RES 1/10W, 1K2 ,0805 ,5% | RES-XXSM-XXXX-661-01 |  | B Class | Nos | Nos | I-Inventory | RM-Raw Material | RES 1/10W, 1K2 ,0805 ,5% | Raw Material | NA | RESISTOR |  | 85322500 | [11 empty] | 1 | 0 | 0 | 1 | [11 empty] | 0 | [5 empty] | N/A | RES-SM-661 | RES-XXSM-XXXX-661-01
IM02071 | RES 1/10W, 1K3 ,0805 ,5% | RES-XXSM-XXXX-662-01 |  | B Class | Nos | Nos | I-Inventory | RM-Raw Material | RES 1/10W, 1K3 ,0805 ,5% | Raw Material | NA | RESISTOR |  | 85322500 | [11 empty] | 1 | 0 | 0 | 1 | [11 empty] | 0 | [5 empty] | N/A | RES-SM-662 | RES-XXSM-XXXX-662-01
IM02072 | RES 1/10W, 1K5 ,0805 ,5% | RES-XXSM-XXXX-663-01 |  | B Class | Nos | Nos | I-Inventory | RM-Raw Material | RES 1/10W, 1K5 ,0805 ,5% | Raw Material | NA | RESISTOR |  | 85322500 | [11 empty] | 1 | 0 | 0 | 1 | [11 empty] | 0 | [5 empty] | N/A | RES-SM-663 | RES-XXSM-XXXX-663-01
IM02073 | RES 1/10W, 1K6 ,0805 ,5% | RES-XXSM-XXXX-664-01 |  | B Class | Nos | Nos | I-Inventory | RM-Raw Material | RES 1/10W, 1K6 ,0805 ,5% | Raw Material | NA | RESISTOR |  | 85322500 | [11 empty] | 1 | 0 | 0 | 1 | [11 empty] | 0 | [5 empty] | N/A | RES-SM-664 | RES-XXSM-XXXX-664-01
IM02074 | RES 1/10W, 1K8 ,0805 ,5% | RES-XXSM-XXXX-665-01 |  | B Class | Nos | Nos | I-Inventory | RM-Raw Material | RES 1/10W, 1K8 ,0805 ,5% | Raw Material | NA | RESISTOR |  | 85322500 | [11 empty] | 1 | 0 | 0 | 1 | [11 empty] | 0 | [5 empty] | N/A | RES-SM-665 | RES-XXSM-XXXX-665-01
IM02075 | RES 1/10W, 2K ,0805 ,5% | RES-XXSM-XXXX-666-01 |  | B Class | Nos | Nos | I-Inventory | RM-Raw Material | RES 1/10W, 2K ,0805 ,5% | Raw Material | NA | RESISTOR |  | 85322500 | [11 empty] | 1 | 0 | 0 | 1 | [11 empty] | 0 | [5 empty] | N/A | RES-SM-666 | RES-XXSM-XXXX-666-01
IM02076 | RES 1/10W, 2K2 ,0805 ,5% | RES-XXSM-XXXX-667-01 |  | B Class | Nos | Nos | I-Inventory | RM-Raw Material | RES 1/10W, 2K2 ,0805 ,5% | Raw Material | NA | RESISTOR |  | 85322500 | [11 empty] | 1 | 0 | 0 | 1 | [11 empty] | 0 | [5 empty] | N/A | RES-SM-667 | RES-XXSM-XXXX-667-01
IM02077 | RES 1/10W, 2K4 ,0805 ,5% | RES-XXSM-XXXX-668-01 |  | B Class | Nos | Nos | I-Inventory | RM-Raw Material | RES 1/10W, 2K4 ,0805 ,5% | Raw Material | NA | RESISTOR |  | 85322500 | [11 empty] | 1 | 0 | 0 | 1 | [11 empty] | 0 | [5 empty] | N/A | RES-SM-668 | RES-XXSM-XXXX-668-01
IM02078 | RES 1/10W, 2K7 ,0805 ,5% | RES-XXSM-XXXX-669-01 |  | B Class | Nos | Nos | I-Inventory | RM-Raw Material | RES 1/10W, 2K7 ,0805 ,5% | Raw Material | NA | RESISTOR |  | 85322500 | [11 empty] | 1 | 0 | 0 | 1 | [11 empty] | 0 | [5 empty] | N/A | RES-SM-669 | RES-XXSM-XXXX-669-01
IM02079 | RES 1/10W, 3K ,0805 ,5% | RES-XXSM-XXXX-670-01 |  | B Class | Nos | Nos | I-Inventory | RM-Raw Material | RES 1/10W, 3K ,0805 ,5% | Raw Material | NA | RESISTOR |  | 85322500 | [11 empty] | 1 | 0 | 0 | 1 | [11 empty] | 0 | [5 empty] | N/A | RES-SM-670 | RES-XXSM-XXXX-670-01
IM02080 | RES 1/10W, 3K3 ,0805 ,5% | RES-XXSM-XXXX-671-01 |  | B Class | Nos | Nos | I-Inventory | RM-Raw Material | RES 1/10W, 3K3 ,0805 ,5% | Raw Material | NA | RESISTOR |  | 85322500 | [11 empty] | 1 | 0 | 0 | 1 | [11 empty] | 0 | [5 empty] | N/A | RES-SM-671 | RES-XXSM-XXXX-671-01
IM02081 | RES 1/10W, 3K6 ,0805 ,5% | RES-XXSM-XXXX-672-01 |  | B Class | Nos | Nos | I-Inventory | RM-Raw Material | RES 1/10W, 3K6 ,0805 ,5% | Raw Material | NA | RESISTOR |  | 85322500 | [11 empty] | 1 | 0 | 0 | 1 | [11 empty] | 0 | [5 empty] | N/A | RES-SM-672 | RES-XXSM-XXXX-672-01
IM02082 | RES 1/10W, 3K9 ,0805 ,5% | RES-XXSM-XXXX-673-01 |  | B Class | Nos | Nos | I-Inventory | RM-Raw Material | RES 1/10W, 3K9 ,0805 ,5% | Raw Material | NA | RESISTOR |  | 85322500 | [11 empty] | 1 | 0 | 0 | 1 | [11 empty] | 0 | [5 empty] | N/A | RES-SM-673 | RES-XXSM-XXXX-673-01
IM02083 | RES 1/10W, 4K3 ,0805 ,5% | RES-XXSM-XXXX-674-01 |  | B Class | Nos | Nos | I-Inventory | RM-Raw Material | RES 1/10W, 4K3 ,0805 ,5% | Raw Material | NA | RESISTOR |  | 85322500 | [11 empty] | 1 | 0 | 0 | 1 | [11 empty] | 0 | [5 empty] | N/A | RES-SM-674 | RES-XXSM-XXXX-674-01
IM02084 | RES 1/10W, 4K7 ,0805 ,5% | RES-XXSM-XXXX-675-01 |  | B Class | Nos | Nos | I-Inventory | RM-Raw Material | RES 1/10W, 4K7 ,0805 ,5% | Raw Material | NA | RESISTOR |  | 85322500 | [11 empty] | 1 | 0 | 0 | 1 | [11 empty] | 0 | [5 empty] | N/A | RES-SM-675 | RES-XXSM-XXXX-675-01
IM02085 | RES 1/10W, 5K1 ,0805 ,5% | RES-XXSM-XXXX-676-01 |  | B Class | Nos | Nos | I-Inventory | RM-Raw Material | RES 1/10W, 5K1 ,0805 ,5% | Raw Material | NA | RESISTOR |  | 85322500 | [11 empty] | 1 | 0 | 0 | 1 | [11 empty] | 0 | [5 empty] | N/A | RES-SM-676 | RES-XXSM-XXXX-676-01
IM02086 | RES 1/10W, 5K6 ,0805 ,5% | RES-XXSM-XXXX-677-01 |  | B Class | Nos | Nos | I-Inventory | RM-Raw Material | RES 1/10W, 5K6 ,0805 ,5% | Raw Material | NA | RESISTOR |  | 85322500 | [11 empty] | 1 | 0 | 0 | 1 | [11 empty] | 0 | [5 empty] | N/A | RES-SM-677 | RES-XXSM-XXXX-677-01
IM02087 | RES 1/10W, 6K2 ,0805 ,5% | RES-XXSM-XXXX-678-01 |  | B Class | Nos | Nos | I-Inventory | RM-Raw Material | RES 1/10W, 6K2 ,0805 ,5% | Raw Material | NA | RESISTOR |  | 85322500 | [11 empty] | 1 | 0 | 0 | 1 | [11 empty] | 0 | [5 empty] | N/A | RES-SM-678 | RES-XXSM-XXXX-678-01
IM02088 | RES 1/10W, 6K8 ,0805 ,5% | RES-XXSM-XXXX-679-01 |  | B Class | Nos | Nos | I-Inventory | RM-Raw Material | RES 1/10W, 6K8 ,0805 ,5% | Raw Material | NA | RESISTOR |  | 85322500 | [11 empty] | 1 | 0 | 0 | 1 | [11 empty] | 0 | [5 empty] | N/A | RES-SM-679 | RES-XXSM-XXXX-679-01
IM02089 | RES 1/10W, 7K5 ,0805 ,5% | RES-XXSM-XXXX-680-01 |  | B Class | Nos | Nos | I-Inventory | RM-Raw Material | RES 1/10W, 7K5 ,0805 ,5% | Raw Material | NA | RESISTOR |  | 85322500 | [11 empty] | 1 | 0 | 0 | 1 | [11 empty] | 0 | [5 empty] | N/A | RES-SM-680 | RES-XXSM-XXXX-680-01
IM02090 | RES 1/10W, 8K2 ,0805 ,5% | RES-XXSM-XXXX-681-01 |  | B Class | Nos | Nos | I-Inventory | RM-Raw Material | RES 1/10W, 8K2 ,0805 ,5% | Raw Material | NA | RESISTOR |  | 85322500 | [11 empty] | 1 | 0 | 0 | 1 | [11 empty] | 0 | [5 empty] | N/A | RES-SM-681 | RES-XXSM-XXXX-681-01
IM02091 | RES 1/10W, 9K1 ,0805 ,5% | RES-XXSM-XXXX-682-01 |  | B Class | Nos | Nos | I-Inventory | RM-Raw Material | RES 1/10W, 9K1 ,0805 ,5% | Raw Material | NA | RESISTOR |  | 85322500 | [11 empty] | 1 | 0 | 0 | 1 | [11 empty] | 0 | [5 empty] | N/A | RES-SM-682 | RES-XXSM-XXXX-682-01
IM02092 | RES 1/10W, 10K ,0805 ,5% | RES-XXSM-XXXX-683-01 |  | B Class | Nos | Nos | I-Inventory | RM-Raw Material | RES 1/10W, 10K ,0805 ,5% | Raw Material | NA | RESISTOR |  | 85322500 | [11 empty] | 1 | 0 | 0 | 1 | [11 empty] | 0 | [5 empty] | N/A | RES-SM-683 | RES-XXSM-XXXX-683-01
IM02093 | RES 1/10W, 11K ,0805 ,5% | RES-XXSM-XXXX-684-01 |  | B Class | Nos | Nos | I-Inventory | RM-Raw Material | RES 1/10W, 11K ,0805 ,5% | Raw Material | NA | RESISTOR |  | 85322500 | [11 empty] | 1 | 0 | 0 | 1 | [11 empty] | 0 | [5 empty] | N/A | RES-SM-684 | RES-XXSM-XXXX-684-01
IM02094 | RES 1/10W, 12K ,0805 ,5% | RES-XXSM-XXXX-685-01 |  | B Class | Nos | Nos | I-Inventory | RM-Raw Material | RES 1/10W, 12K ,0805 ,5% | Raw Material | NA | RESISTOR |  | 85322500 | [11 empty] | 1 | 0 | 0 | 1 | [11 empty] | 0 | [5 empty] | N/A | RES-SM-685 | RES-XXSM-XXXX-685-01
IM02095 | RES 1/10W, 13K ,0805 ,5% | RES-XXSM-XXXX-686-01 |  | B Class | Nos | Nos | I-Inventory | RM-Raw Material | RES 1/10W, 13K ,0805 ,5% | Raw Material | NA | RESISTOR |  | 85322500 | [11 empty] | 1 | 0 | 0 | 1 | [11 empty] | 0 | [5 empty] | N/A | RES-SM-686 | RES-XXSM-XXXX-686-01
IM02096 | RES 1/10W, 15K ,0805 ,5% | RES-XXSM-XXXX-687-01 |  | B Class | Nos | Nos | I-Inventory | RM-Raw Material | RES 1/10W, 15K ,0805 ,5% | Raw Material | NA | RESISTOR |  | 85322500 | [11 empty] | 1 | 0 | 0 | 1 | [11 empty] | 0 | [5 empty] | N/A | RES-SM-687 | RES-XXSM-XXXX-687-01
IM02097 | RES 1/10W, 16K ,0805 ,5% | RES-XXSM-XXXX-688-01 |  | B Class | Nos | Nos | I-Inventory | RM-Raw Material | RES 1/10W, 16K ,0805 ,5% | Raw Material | NA | RESISTOR |  | 85322500 | [11 empty] | 1 | 0 | 0 | 1 | [11 empty] | 0 | [5 empty] | N/A | RES-SM-688 | RES-XXSM-XXXX-688-01
IM02098 | RES 1/10W, 18K ,0805 ,5% | RES-XXSM-XXXX-689-01 |  | B Class | Nos | Nos | I-Inventory | RM-Raw Material | RES 1/10W, 18K ,0805 ,5% | Raw Material | NA | RESISTOR |  | 85322500 | [11 empty] | 1 | 0 | 0 | 1 | [11 empty] | 0 | [5 empty] | N/A | RES-SM-689 | RES-XXSM-XXXX-689-01
IM02099 | RES 1/10W, 20K ,0805 ,5% | RES-XXSM-XXXX-690-01 |  | B Class | Nos | Nos | I-Inventory | RM-Raw Material | RES 1/10W, 20K ,0805 ,5% | Raw Material | NA | RESISTOR |  | 85322500 | [11 empty] | 1 | 0 | 0 | 1 | [11 empty] | 0 | [5 empty] | N/A | RES-SM-690 | RES-XXSM-XXXX-690-01
IM02100 | RES 1/10W, 22K ,0805 ,5% | RES-XXSM-XXXX-691-01 |  | B Class | Nos | Nos | I-Inventory | RM-Raw Material | RES 1/10W, 22K ,0805 ,5% | Raw Material | NA | RESISTOR |  | 85322500 | [11 empty] | 1 | 0 | 0 | 1 | [11 empty] | 0 | [5 empty] | N/A | RES-SM-691 | RES-XXSM-XXXX-691-01
IM02101 | RES 1/10W, 24K ,0805 ,5% | RES-XXSM-XXXX-692-01 |  | B Class | Nos | Nos | I-Inventory | RM-Raw Material | RES 1/10W, 24K ,0805 ,5% | Raw Material | NA | RESISTOR |  | 85322500 | [11 empty] | 1 | 0 | 0 | 1 | [11 empty] | 0 | [5 empty] | N/A | RES-SM-692 | RES-XXSM-XXXX-692-01
IM02102 | RES 1/10W, 27K ,0805 ,5% | RES-XXSM-XXXX-693-01 |  | B Class | Nos | Nos | I-Inventory | RM-Raw Material | RES 1/10W, 27K ,0805 ,5% | Raw Material | NA | RESISTOR |  | 85322500 | [11 empty] | 1 | 0 | 0 | 1 | [11 empty] | 0 | [5 empty] | N/A | RES-SM-693 | RES-XXSM-XXXX-693-01
IM02103 | RES 1/10W, 30K ,0805 ,5% | RES-XXSM-XXXX-694-01 |  | B Class | Nos | Nos | I-Inventory | RM-Raw Material | RES 1/10W, 30K ,0805 ,5% | Raw Material | NA | RESISTOR |  | 85322500 | [11 empty] | 1 | 0 | 0 | 1 | [11 empty] | 0 | [5 empty] | N/A | RES-SM-694 | RES-XXSM-XXXX-694-01
IM02104 | RES 1/10W, 33K ,0805 ,5% | RES-XXSM-XXXX-695-01 |  | B Class | Nos | Nos | I-Inventory | RM-Raw Material | RES 1/10W, 33K ,0805 ,5% | Raw Material | NA | RESISTOR |  | 85322500 | [11 empty] | 1 | 0 | 0 | 1 | [11 empty] | 0 | [5 empty] | N/A | RES-SM-695 | RES-XXSM-XXXX-695-01
IM02105 | RES 1/10W, 36K ,0805 ,5% | RES-XXSM-XXXX-696-01 |  | B Class | Nos | Nos | I-Inventory | RM-Raw Material | RES 1/10W, 36K ,0805 ,5% | Raw Material | NA | RESISTOR |  | 85322500 | [11 empty] | 1 | 0 | 0 | 1 | [11 empty] | 0 | [5 empty] | N/A | RES-SM-696 | RES-XXSM-XXXX-696-01
IM02106 | RES 1/10W, 39K ,0805 ,5% | RES-XXSM-XXXX-697-01 |  | B Class | Nos | Nos | I-Inventory | RM-Raw Material | RES 1/10W, 39K ,0805 ,5% | Raw Material | NA | RESISTOR |  | 85322500 | [11 empty] | 1 | 0 | 0 | 1 | [11 empty] | 0 | [5 empty] | N/A | RES-SM-697 | RES-XXSM-XXXX-697-01
IM02107 | RES 1/10W, 43K ,0805 ,5% | RES-XXSM-XXXX-698-01 |  | B Class | Nos | Nos | I-Inventory | RM-Raw Material | RES 1/10W, 43K ,0805 ,5% | Raw Material | NA | RESISTOR |  | 85322500 | [11 empty] | 1 | 0 | 0 | 1 | [11 empty] | 0 | [5 empty] | N/A | RES-SM-698 | RES-XXSM-XXXX-698-01
IM02108 | RES 1/10W, 47K ,0805 ,5% | RES-XXSM-XXXX-699-01 |  | B Class | Nos | Nos | I-Inventory | RM-Raw Material | RES 1/10W, 47K ,0805 ,5% | Raw Material | NA | RESISTOR |  | 85322500 | [11 empty] | 1 | 0 | 0 | 1 | [11 empty] | 0 | [5 empty] | N/A | RES-SM-699 | RES-XXSM-XXXX-699-01
IM02109 | RES 1/10W, 51K ,0805 ,5% | RES-XXSM-XXXX-700-01 |  | B Class | Nos | Nos | I-Inventory | RM-Raw Material | RES 1/10W, 51K ,0805 ,5% | Raw Material | NA | RESISTOR |  | 85322500 | [11 empty] | 1 | 0 | 0 | 1 | [11 empty] | 0 | [5 empty] | N/A | RES-SM-700 | RES-XXSM-XXXX-700-01
IM02110 | RES 1/10W, 56K ,0805 ,5% | RES-XXSM-XXXX-701-01 |  | B Class | Nos | Nos | I-Inventory | RM-Raw Material | RES 1/10W, 56K ,0805 ,5% | Raw Material | NA | RESISTOR |  | 85322500 | [11 empty] | 1 | 0 | 0 | 1 | [11 empty] | 0 | [5 empty] | N/A | RES-SM-701 | RES-XXSM-XXXX-701-01
IM02111 | RES 1/10W, 62K ,0805 ,5% | RES-XXSM-XXXX-702-01 |  | B Class | Nos | Nos | I-Inventory | RM-Raw Material | RES 1/10W, 62K ,0805 ,5% | Raw Material | NA | RESISTOR |  | 85322500 | [11 empty] | 1 | 0 | 0 | 1 | [11 empty] | 0 | [5 empty] | N/A | RES-SM-702 | RES-XXSM-XXXX-702-01
IM02112 | RES 1/10W, 68K ,0805 ,5% | RES-XXSM-XXXX-703-01 |  | B Class | Nos | Nos | I-Inventory | RM-Raw Material | RES 1/10W, 68K ,0805 ,5% | Raw Material | NA | RESISTOR |  | 85322500 | [11 empty] | 1 | 0 | 0 | 1 | [11 empty] | 0 | [5 empty] | N/A | RES-SM-703 | RES-XXSM-XXXX-703-01
IM02113 | RES 1/10W, 75K ,0805 ,5% | RES-XXSM-XXXX-704-01 |  | B Class | Nos | Nos | I-Inventory | RM-Raw Material | RES 1/10W, 75K ,0805 ,5% | Raw Material | NA | RESISTOR |  | 85322500 | [11 empty] | 1 | 0 | 0 | 1 | [11 empty] | 0 | [5 empty] | N/A | RES-SM-704 | RES-XXSM-XXXX-704-01
IM02114 | RES 1/10W, 82K ,0805 ,5% | RES-XXSM-XXXX-705-01 |  | B Class | Nos | Nos | I-Inventory | RM-Raw Material | RES 1/10W, 82K ,0805 ,5% | Raw Material | NA | RESISTOR |  | 85322500 | [11 empty] | 1 | 0 | 0 | 1 | [11 empty] | 0 | [5 empty] | N/A | RES-SM-705 | RES-XXSM-XXXX-705-01
IM02115 | RES 1/10W, 91K ,0805 ,5% | RES-XXSM-XXXX-706-01 |  | B Class | Nos | Nos | I-Inventory | RM-Raw Material | RES 1/10W, 91K ,0805 ,5% | Raw Material | NA | RESISTOR |  | 85322500 | [11 empty] | 1 | 0 | 0 | 1 | [11 empty] | 0 | [5 empty] | N/A | RES-SM-706 | RES-XXSM-XXXX-706-01
IM02116 | RES 1/10W, 100K ,0805 ,5% | RES-XXSM-XXXX-707-01 |  | B Class | Nos | Nos | I-Inventory | RM-Raw Material | RES 1/10W, 100K ,0805 ,5% | Raw Material | NA | RESISTOR |  | 85322500 | [11 empty] | 1 | 0 | 0 | 1 | [11 empty] | 0 | [5 empty] | N/A | RES-SM-707 | RES-XXSM-XXXX-707-01
IM02117 | RES 1/10W, 110K ,0805 ,5% | RES-XXSM-XXXX-708-01 |  | B Class | Nos | Nos | I-Inventory | RM-Raw Material | RES 1/10W, 110K ,0805 ,5% | Raw Material | NA | RESISTOR |  | 85322500 | [11 empty] | 1 | 0 | 0 | 1 | [11 empty] | 0 | [5 empty] | N/A | RES-SM-708 | RES-XXSM-XXXX-708-01
IM02118 | RES 1/10W, 120K ,0805 ,5% | RES-XXSM-XXXX-709-01 |  | B Class | Nos | Nos | I-Inventory | RM-Raw Material | RES 1/10W, 120K ,0805 ,5% | Raw Material | NA | RESISTOR |  | 85322500 | [11 empty] | 1 | 0 | 0 | 1 | [11 empty] | 0 | [5 empty] | N/A | RES-SM-709 | RES-XXSM-XXXX-709-01
IM02119 | RES 1/10W, 130K ,0805 ,5% | RES-XXSM-XXXX-710-01 |  | B Class | Nos | Nos | I-Inventory | RM-Raw Material | RES 1/10W, 130K ,0805 ,5% | Raw Material | NA | RESISTOR |  | 85322500 | [11 empty] | 1 | 0 | 0 | 1 | [11 empty] | 0 | [5 empty] | N/A | RES-SM-710 | RES-XXSM-XXXX-710-01
IM02120 | RES 1/10W, 150K ,0805 ,5% | RES-XXSM-XXXX-711-01 |  | B Class | Nos | Nos | I-Inventory | RM-Raw Material | RES 1/10W, 150K ,0805 ,5% | Raw Material | NA | RESISTOR |  | 85322500 | [11 empty] | 1 | 0 | 0 | 1 | [11 empty] | 0 | [5 empty] | N/A | RES-SM-711 | RES-XXSM-XXXX-711-01
IM02121 | RES 1/10W, 160K ,0805 ,5% | RES-XXSM-XXXX-712-01 |  | B Class | Nos | Nos | I-Inventory | RM-Raw Material | RES 1/10W, 160K ,0805 ,5% | Raw Material | NA | RESISTOR |  | 85322500 | [11 empty] | 1 | 0 | 0 | 1 | [11 empty] | 0 | [5 empty] | N/A | RES-SM-712 | RES-XXSM-XXXX-712-01
IM02122 | RES 1/10W, 180K ,0805 ,5% | RES-XXSM-XXXX-713-01 |  | B Class | Nos | Nos | I-Inventory | RM-Raw Material | RES 1/10W, 180K ,0805 ,5% | Raw Material | NA | RESISTOR |  | 85322500 | [11 empty] | 1 | 0 | 0 | 1 | [11 empty] | 0 | [5 empty] | N/A | RES-SM-713 | RES-XXSM-XXXX-713-01
IM02123 | RES 1/10W, 200K ,0805 ,5% | RES-XXSM-XXXX-714-01 |  | B Class | Nos | Nos | I-Inventory | RM-Raw Material | RES 1/10W, 200K ,0805 ,5% | Raw Material | NA | RESISTOR |  | 85322500 | [11 empty] | 1 | 0 | 0 | 1 | [11 empty] | 0 | [5 empty] | N/A | RES-SM-714 | RES-XXSM-XXXX-714-01
IM02124 | RES 1/10W, 220K ,0805 ,5% | RES-XXSM-XXXX-715-01 |  | B Class | Nos | Nos | I-Inventory | RM-Raw Material | RES 1/10W, 220K ,0805 ,5% | Raw Material | NA | RESISTOR |  | 85322500 | [11 empty] | 1 | 0 | 0 | 1 | [11 empty] | 0 | [5 empty] | N/A | RES-SM-715 | RES-XXSM-XXXX-715-01
IM02125 | RES 1/10W, 240K ,0805 ,5% | RES-XXSM-XXXX-716-01 |  | B Class | Nos | Nos | I-Inventory | RM-Raw Material | RES 1/10W, 240K ,0805 ,5% | Raw Material | NA | RESISTOR |  | 85322500 | [11 empty] | 1 | 0 | 0 | 1 | [11 empty] | 0 | [5 empty] | N/A | RES-SM-716 | RES-XXSM-XXXX-716-01
IM02126 | RES 1/10W, 270K ,0805 ,5% | RES-XXSM-XXXX-717-01 |  | B Class | Nos | Nos | I-Inventory | RM-Raw Material | RES 1/10W, 270K ,0805 ,5% | Raw Material | NA | RESISTOR |  | 85322500 | [11 empty] | 1 | 0 | 0 | 1 | [11 empty] | 0 | [5 empty] | N/A | RES-SM-717 | RES-XXSM-XXXX-717-01
IM02127 | RES 1/10W, 300K ,0805 ,5% | RES-XXSM-XXXX-718-01 |  | B Class | Nos | Nos | I-Inventory | RM-Raw Material | RES 1/10W, 300K ,0805 ,5% | Raw Material | NA | RESISTOR |  | 85322500 | [11 empty] | 1 | 0 | 0 | 1 | [11 empty] | 0 | [5 empty] | N/A | RES-SM-718 | RES-XXSM-XXXX-718-01
IM02128 | RES 1/10W, 330K ,0805 ,5% | RES-XXSM-XXXX-719-01 |  | B Class | Nos | Nos | I-Inventory | RM-Raw Material | RES 1/10W, 330K ,0805 ,5% | Raw Material | NA | RESISTOR |  | 85322500 | [11 empty] | 1 | 0 | 0 | 1 | [11 empty] | 0 | [5 empty] | N/A | RES-SM-719 | RES-XXSM-XXXX-719-01
IM02129 | RES 1/10W, 360K ,0805 ,5% | RES-XXSM-XXXX-720-01 |  | B Class | Nos | Nos | I-Inventory | RM-Raw Material | RES 1/10W, 360K ,0805 ,5% | Raw Material | NA | RESISTOR |  | 85322500 | [11 empty] | 1 | 0 | 0 | 1 | [11 empty] | 0 | [5 empty] | N/A | RES-SM-720 | RES-XXSM-XXXX-720-01
IM02130 | RES 1/10W, 390K ,0805 ,5% | RES-XXSM-XXXX-721-01 |  | B Class | Nos | Nos | I-Inventory | RM-Raw Material | RES 1/10W, 390K ,0805 ,5% | Raw Material | NA | RESISTOR |  | 85322500 | [11 empty] | 1 | 0 | 0 | 1 | [11 empty] | 0 | [5 empty] | N/A | RES-SM-721 | RES-XXSM-XXXX-721-01
IM02131 | RES 1/10W, 430K ,0805 ,5% | RES-XXSM-XXXX-722-01 |  | B Class | Nos | Nos | I-Inventory | RM-Raw Material | RES 1/10W, 430K ,0805 ,5% | Raw Material | NA | RESISTOR |  | 85322500 | [11 empty] | 1 | 0 | 0 | 1 | [11 empty] | 0 | [5 empty] | N/A | RES-SM-722 | RES-XXSM-XXXX-722-01
IM02132 | RES 1/10W, 470K ,0805 ,5% | RES-XXSM-XXXX-723-01 |  | B Class | Nos | Nos | I-Inventory | RM-Raw Material | RES 1/10W, 470K ,0805 ,5% | Raw Material | NA | RESISTOR |  | 85322500 | [11 empty] | 1 | 0 | 0 | 1 | [11 empty] | 0 | [5 empty] | N/A | RES-SM-723 | RES-XXSM-XXXX-723-01
IM02133 | RES 1/10W, 510K ,0805 ,5% | RES-XXSM-XXXX-724-01 |  | B Class | Nos | Nos | I-Inventory | RM-Raw Material | RES 1/10W, 510K ,0805 ,5% | Raw Material | NA | RESISTOR |  | 85322500 | [11 empty] | 1 | 0 | 0 | 1 | [11 empty] | 0 | [5 empty] | N/A | RES-SM-724 | RES-XXSM-XXXX-724-01
IM02134 | RES 1/10W, 560K ,0805 ,5% | RES-XXSM-XXXX-725-01 |  | B Class | Nos | Nos | I-Inventory | RM-Raw Material | RES 1/10W, 560K ,0805 ,5% | Raw Material | NA | RESISTOR |  | 85322500 | [11 empty] | 1 | 0 | 0 | 1 | [11 empty] | 0 | [5 empty] | N/A | RES-SM-725 | RES-XXSM-XXXX-725-01
IM02135 | RES 1/10W, 620K ,0805 ,5% | RES-XXSM-XXXX-726-01 |  | B Class | Nos | Nos | I-Inventory | RM-Raw Material | RES 1/10W, 620K ,0805 ,5% | Raw Material | NA | RESISTOR |  | 85322500 | [11 empty] | 1 | 0 | 0 | 1 | [11 empty] | 0 | [5 empty] | N/A | RES-SM-726 | RES-XXSM-XXXX-726-01
IM02136 | RES 1/10W, 680K ,0805 ,5% | RES-XXSM-XXXX-727-01 |  | B Class | Nos | Nos | I-Inventory | RM-Raw Material | RES 1/10W, 680K ,0805 ,5% | Raw Material | NA | RESISTOR |  | 85322500 | [11 empty] | 1 | 0 | 0 | 1 | [11 empty] | 0 | [5 empty] | N/A | RES-SM-727 | RES-XXSM-XXXX-727-01
IM02137 | RES 1/10W, 750K ,0805 ,5% | RES-XXSM-XXXX-728-01 |  | B Class | Nos | Nos | I-Inventory | RM-Raw Material | RES 1/10W, 750K ,0805 ,5% | Raw Material | NA | RESISTOR |  | 85322500 | [11 empty] | 1 | 0 | 0 | 1 | [11 empty] | 0 | [5 empty] | N/A | RES-SM-728 | RES-XXSM-XXXX-728-01
IM02138 | RES 1/10W, 820K ,0805 ,5% | RES-XXSM-XXXX-729-01 |  | B Class | Nos | Nos | I-Inventory | RM-Raw Material | RES 1/10W, 820K ,0805 ,5% | Raw Material | NA | RESISTOR |  | 85322500 | [11 empty] | 1 | 0 | 0 | 1 | [11 empty] | 0 | [5 empty] | N/A | RES-SM-729 | RES-XXSM-XXXX-729-01
IM02139 | RES 1/10W, 910K ,0805 ,5% | RES-XXSM-XXXX-730-01 |  | B Class | Nos | Nos | I-Inventory | RM-Raw Material | RES 1/10W, 910K ,0805 ,5% | Raw Material | NA | RESISTOR |  | 85322500 | [11 empty] | 1 | 0 | 0 | 1 | [11 empty] | 0 | [5 empty] | N/A | RES-SM-730 | RES-XXSM-XXXX-730-01
IM02140 | RES 1/10W, 1E ,1206 ,5% | RES-XXSM-XXXX-731-01 |  | B Class | Nos | Nos | I-Inventory | RM-Raw Material | RES 1/10W, 1E ,1206 ,5% | Raw Material | NA | RESISTOR |  | 85322500 | [11 empty] | 1 | 0 | 0 | 1 | [11 empty] | 0 | [5 empty] | N/A | RES-SM-731 | RES-XXSM-XXXX-731-01
IM02141 | RES 1/10W, 1E1 ,1206 ,5% | RES-XXSM-XXXX-732-01 |  | B Class | Nos | Nos | I-Inventory | RM-Raw Material | RES 1/10W, 1E1 ,1206 ,5% | Raw Material | NA | RESISTOR |  | 85322500 | [11 empty] | 1 | 0 | 0 | 1 | [11 empty] | 0 | [5 empty] | N/A | RES-SM-732 | RES-XXSM-XXXX-732-01
IM02142 | RES 1/10W, 1E2 ,1206 ,5% | RES-XXSM-XXXX-733-01 |  | B Class | Nos | Nos | I-Inventory | RM-Raw Material | RES 1/10W, 1E2 ,1206 ,5% | Raw Material | NA | RESISTOR |  | 85322500 | [11 empty] | 1 | 0 | 0 | 1 | [11 empty] | 0 | [5 empty] | N/A | RES-SM-733 | RES-XXSM-XXXX-733-01
IM02143 | RES 1/10W, 1E3 ,1206 ,5% | RES-XXSM-XXXX-734-01 |  | B Class | Nos | Nos | I-Inventory | RM-Raw Material | RES 1/10W, 1E3 ,1206 ,5% | Raw Material | NA | RESISTOR |  | 85322500 | [11 empty] | 1 | 0 | 0 | 1 | [11 empty] | 0 | [5 empty] | N/A | RES-SM-734 | RES-XXSM-XXXX-734-01
IM02144 | RES 1/10W, 1E5 ,1206 ,5% | RES-XXSM-XXXX-735-01 |  | B Class | Nos | Nos | I-Inventory | RM-Raw Material | RES 1/10W, 1E5 ,1206 ,5% | Raw Material | NA | RESISTOR |  | 85322500 | [11 empty] | 1 | 0 | 0 | 1 | [11 empty] | 0 | [5 empty] | N/A | RES-SM-735 | RES-XXSM-XXXX-735-01
IM02145 | RES 1/10W, 1E6 ,1206 ,5% | RES-XXSM-XXXX-736-01 |  | B Class | Nos | Nos | I-Inventory | RM-Raw Material | RES 1/10W, 1E6 ,1206 ,5% | Raw Material | NA | RESISTOR |  | 85322500 | [11 empty] | 1 | 0 | 0 | 1 | [11 empty] | 0 | [5 empty] | N/A | RES-SM-736 | RES-XXSM-XXXX-736-01
IM02146 | RES 1/10W, 1E8 ,1206 ,5% | RES-XXSM-XXXX-737-01 |  | B Class | Nos | Nos | I-Inventory | RM-Raw Material | RES 1/10W, 1E8 ,1206 ,5% | Raw Material | NA | RESISTOR |  | 85322500 | [11 empty] | 1 | 0 | 0 | 1 | [11 empty] | 0 | [5 empty] | N/A | RES-SM-737 | RES-XXSM-XXXX-737-01
IM02147 | RES 1/10W, 2E ,1206 ,5% | RES-XXSM-XXXX-738-01 |  | B Class | Nos | Nos | I-Inventory | RM-Raw Material | RES 1/10W, 2E ,1206 ,5% | Raw Material | NA | RESISTOR |  | 85322500 | [11 empty] | 1 | 0 | 0 | 1 | [11 empty] | 0 | [5 empty] | N/A | RES-SM-738 | RES-XXSM-XXXX-738-01
IM02148 | RES 1/10W, 2E2 ,1206 ,5% | RES-XXSM-XXXX-739-01 |  | B Class | Nos | Nos | I-Inventory | RM-Raw Material | RES 1/10W, 2E2 ,1206 ,5% | Raw Material | NA | RESISTOR |  | 85322500 | [11 empty] | 1 | 0 | 0 | 1 | [11 empty] | 0 | [5 empty] | N/A | RES-SM-739 | RES-XXSM-XXXX-739-01
IM02149 | RES 1/10W, 2E4 ,1206 ,5% | RES-XXSM-XXXX-740-01 |  | B Class | Nos | Nos | I-Inventory | RM-Raw Material | RES 1/10W, 2E4 ,1206 ,5% | Raw Material | NA | RESISTOR |  | 85322500 | [11 empty] | 1 | 0 | 0 | 1 | [11 empty] | 0 | [5 empty] | N/A | RES-SM-740 | RES-XXSM-XXXX-740-01
IM02150 | RES 1/10W, 2E7 ,1206 ,5% | RES-XXSM-XXXX-741-01 |  | B Class | Nos | Nos | I-Inventory | RM-Raw Material | RES 1/10W, 2E7 ,1206 ,5% | Raw Material | NA | RESISTOR |  | 85322500 | [11 empty] | 1 | 0 | 0 | 1 | [11 empty] | 0 | [5 empty] | N/A | RES-SM-741 | RES-XXSM-XXXX-741-01
IM02151 | RES 1/10W, 3E ,1206 ,5% | RES-XXSM-XXXX-742-01 |  | B Class | Nos | Nos | I-Inventory | RM-Raw Material | RES 1/10W, 3E ,1206 ,5% | Raw Material | NA | RESISTOR |  | 85322500 | [11 empty] | 1 | 0 | 0 | 1 | [11 empty] | 0 | [5 empty] | N/A | RES-SM-742 | RES-XXSM-XXXX-742-01
IM02152 | RES 1/10W, 3E3 ,1206 ,5% | RES-XXSM-XXXX-743-01 |  | B Class | Nos | Nos | I-Inventory | RM-Raw Material | RES 1/10W, 3E3 ,1206 ,5% | Raw Material | NA | RESISTOR |  | 85322500 | [11 empty] | 1 | 0 | 0 | 1 | [11 empty] | 0 | [5 empty] | N/A | RES-SM-743 | RES-XXSM-XXXX-743-01
IM02153 | RES 1/10W, 3E6 ,1206 ,5% | RES-XXSM-XXXX-744-01 |  | B Class | Nos | Nos | I-Inventory | RM-Raw Material | RES 1/10W, 3E6 ,1206 ,5% | Raw Material | NA | RESISTOR |  | 85322500 | [11 empty] | 1 | 0 | 0 | 1 | [11 empty] | 0 | [5 empty] | N/A | RES-SM-744 | RES-XXSM-XXXX-744-01
IM02154 | RES 1/10W, 3E9 ,1206 ,5% | RES-XXSM-XXXX-745-01 |  | B Class | Nos | Nos | I-Inventory | RM-Raw Material | RES 1/10W, 3E9 ,1206 ,5% | Raw Material | NA | RESISTOR |  | 85322500 | [11 empty] | 1 | 0 | 0 | 1 | [11 empty] | 0 | [5 empty] | N/A | RES-SM-745 | RES-XXSM-XXXX-745-01
IM02155 | RES 1/10W, 4E3 ,1206 ,5% | RES-XXSM-XXXX-746-01 |  | B Class | Nos | Nos | I-Inventory | RM-Raw Material | RES 1/10W, 4E3 ,1206 ,5% | Raw Material | NA | RESISTOR |  | 85322500 | [11 empty] | 1 | 0 | 0 | 1 | [11 empty] | 0 | [5 empty] | N/A | RES-SM-746 | RES-XXSM-XXXX-746-01
IM02156 | RES 1/10W, 4E7 ,1206 ,5% | RES-XXSM-XXXX-747-01 |  | B Class | Nos | Nos | I-Inventory | RM-Raw Material | RES 1/10W, 4E7 ,1206 ,5% | Raw Material | NA | RESISTOR |  | 85322500 | [11 empty] | 1 | 0 | 0 | 1 | [11 empty] | 0 | [5 empty] | N/A | RES-SM-747 | RES-XXSM-XXXX-747-01
IM02157 | RES 1/10W, 5E1 ,1206 ,5% | RES-XXSM-XXXX-748-01 |  | B Class | Nos | Nos | I-Inventory | RM-Raw Material | RES 1/10W, 5E1 ,1206 ,5% | Raw Material | NA | RESISTOR |  | 85322500 | [11 empty] | 1 | 0 | 0 | 1 | [11 empty] | 0 | [5 empty] | N/A | RES-SM-748 | RES-XXSM-XXXX-748-01
IM02158 | RES 1/10W, 5E6 ,1206 ,5% | RES-XXSM-XXXX-749-01 |  | B Class | Nos | Nos | I-Inventory | RM-Raw Material | RES 1/10W, 5E6 ,1206 ,5% | Raw Material | NA | RESISTOR |  | 85322500 | [11 empty] | 1 | 0 | 0 | 1 | [11 empty] | 0 | [5 empty] | N/A | RES-SM-749 | RES-XXSM-XXXX-749-01
IM02159 | RES 1/10W, 6E2 ,1206 ,5% | RES-XXSM-XXXX-750-01 |  | B Class | Nos | Nos | I-Inventory | RM-Raw Material | RES 1/10W, 6E2 ,1206 ,5% | Raw Material | NA | RESISTOR |  | 85322500 | [11 empty] | 1 | 0 | 0 | 1 | [11 empty] | 0 | [5 empty] | N/A | RES-SM-750 | RES-XXSM-XXXX-750-01
IM02160 | RES 1/10W, 6E8 ,1206 ,5% | RES-XXSM-XXXX-751-01 |  | B Class | Nos | Nos | I-Inventory | RM-Raw Material | RES 1/10W, 6E8 ,1206 ,5% | Raw Material | NA | RESISTOR |  | 85322500 | [11 empty] | 1 | 0 | 0 | 1 | [11 empty] | 0 | [5 empty] | N/A | RES-SM-751 | RES-XXSM-XXXX-751-01
IM02161 | RES 1/10W, 7E5 ,1206 ,5% | RES-XXSM-XXXX-752-01 |  | B Class | Nos | Nos | I-Inventory | RM-Raw Material | RES 1/10W, 7E5 ,1206 ,5% | Raw Material | NA | RESISTOR |  | 85322500 | [11 empty] | 1 | 0 | 0 | 1 | [11 empty] | 0 | [5 empty] | N/A | RES-SM-752 | RES-XXSM-XXXX-752-01
IM02162 | RES 1/10W, 8E2 ,1206 ,5% | RES-XXSM-XXXX-753-01 |  | B Class | Nos | Nos | I-Inventory | RM-Raw Material | RES 1/10W, 8E2 ,1206 ,5% | Raw Material | NA | RESISTOR |  | 85322500 | [11 empty] | 1 | 0 | 0 | 1 | [11 empty] | 0 | [5 empty] | N/A | RES-SM-753 | RES-XXSM-XXXX-753-01
IM02163 | RES 1/10W, 9E1 ,1206 ,5% | RES-XXSM-XXXX-754-01 |  | B Class | Nos | Nos | I-Inventory | RM-Raw Material | RES 1/10W, 9E1 ,1206 ,5% | Raw Material | NA | RESISTOR |  | 85322500 | [11 empty] | 1 | 0 | 0 | 1 | [11 empty] | 0 | [5 empty] | N/A | RES-SM-754 | RES-XXSM-XXXX-754-01
IM02164 | RES 1/10W, 10E ,1206 ,5% | RES-XXSM-XXXX-755-01 |  | B Class | Nos | Nos | I-Inventory | RM-Raw Material | RES 1/10W, 10E ,1206 ,5% | Raw Material | NA | RESISTOR |  | 85322500 | [11 empty] | 1 | 0 | 0 | 1 | [11 empty] | 0 | [5 empty] | N/A | RES-SM-755 | RES-XXSM-XXXX-755-01
IM02165 | RES 1/10W, 11E ,1206 ,5% | RES-XXSM-XXXX-756-01 |  | B Class | Nos | Nos | I-Inventory | RM-Raw Material | RES 1/10W, 11E ,1206 ,5% | Raw Material | NA | RESISTOR |  | 85322500 | [11 empty] | 1 | 0 | 0 | 1 | [11 empty] | 0 | [5 empty] | N/A | RES-SM-756 | RES-XXSM-XXXX-756-01
IM02166 | RES 1/10W, 12E ,1206 ,5% | RES-XXSM-XXXX-757-01 |  | B Class | Nos | Nos | I-Inventory | RM-Raw Material | RES 1/10W, 12E ,1206 ,5% | Raw Material | NA | RESISTOR |  | 85322500 | [11 empty] | 1 | 0 | 0 | 1 | [11 empty] | 0 | [5 empty] | N/A | RES-SM-757 | RES-XXSM-XXXX-757-01
IM02167 | RES 1/10W, 13E ,1206 ,5% | RES-XXSM-XXXX-758-01 |  | B Class | Nos | Nos | I-Inventory | RM-Raw Material | RES 1/10W, 13E ,1206 ,5% | Raw Material | NA | RESISTOR |  | 85322500 | [11 empty] | 1 | 0 | 0 | 1 | [11 empty] | 0 | [5 empty] | N/A | RES-SM-758 | RES-XXSM-XXXX-758-01
IM02168 | RES 1/10W, 15E ,1206 ,5% | RES-XXSM-XXXX-759-01 |  | B Class | Nos | Nos | I-Inventory | RM-Raw Material | RES 1/10W, 15E ,1206 ,5% | Raw Material | NA | RESISTOR |  | 85322500 | [11 empty] | 1 | 0 | 0 | 1 | [11 empty] | 0 | [5 empty] | N/A | RES-SM-759 | RES-XXSM-XXXX-759-01
IM02169 | RES 1/10W, 16E ,1206 ,5% | RES-XXSM-XXXX-760-01 |  | B Class | Nos | Nos | I-Inventory | RM-Raw Material | RES 1/10W, 16E ,1206 ,5% | Raw Material | NA | RESISTOR |  | 85322500 | [11 empty] | 1 | 0 | 0 | 1 | [11 empty] | 0 | [5 empty] | N/A | RES-SM-760 | RES-XXSM-XXXX-760-01
IM02170 | RES 1/10W, 18E ,1206 ,5% | RES-XXSM-XXXX-761-01 |  | B Class | Nos | Nos | I-Inventory | RM-Raw Material | RES 1/10W, 18E ,1206 ,5% | Raw Material | NA | RESISTOR |  | 85322500 | [11 empty] | 1 | 0 | 0 | 1 | [11 empty] | 0 | [5 empty] | N/A | RES-SM-761 | RES-XXSM-XXXX-761-01
IM02171 | RES 1/10W, 20E ,1206 ,5% | RES-XXSM-XXXX-762-01 |  | B Class | Nos | Nos | I-Inventory | RM-Raw Material | RES 1/10W, 20E ,1206 ,5% | Raw Material | NA | RESISTOR |  | 85322500 | [11 empty] | 1 | 0 | 0 | 1 | [11 empty] | 0 | [5 empty] | N/A | RES-SM-762 | RES-XXSM-XXXX-762-01
IM02172 | RES 1/10W, 22E ,1206 ,5% | RES-XXSM-XXXX-763-01 |  | B Class | Nos | Nos | I-Inventory | RM-Raw Material | RES 1/10W, 22E ,1206 ,5% | Raw Material | NA | RESISTOR |  | 85322500 | [11 empty] | 1 | 0 | 0 | 1 | [11 empty] | 0 | [5 empty] | N/A | RES-SM-763 | RES-XXSM-XXXX-763-01
IM02173 | RES 1/10W, 24E ,1206 ,5% | RES-XXSM-XXXX-764-01 |  | B Class | Nos | Nos | I-Inventory | RM-Raw Material | RES 1/10W, 24E ,1206 ,5% | Raw Material | NA | RESISTOR |  | 85322500 | [11 empty] | 1 | 0 | 0 | 1 | [11 empty] | 0 | [5 empty] | N/A | RES-SM-764 | RES-XXSM-XXXX-764-01
IM02174 | RES 1/10W, 27E ,1206 ,5% | RES-XXSM-XXXX-765-01 |  | B Class | Nos | Nos | I-Inventory | RM-Raw Material | RES 1/10W, 27E ,1206 ,5% | Raw Material | NA | RESISTOR |  | 85322500 | [11 empty] | 1 | 0 | 0 | 1 | [11 empty] | 0 | [5 empty] | N/A | RES-SM-765 | RES-XXSM-XXXX-765-01
IM02175 | RES 1/10W, 30E ,1206 ,5% | RES-XXSM-XXXX-766-01 |  | B Class | Nos | Nos | I-Inventory | RM-Raw Material | RES 1/10W, 30E ,1206 ,5% | Raw Material | NA | RESISTOR |  | 85322500 | [11 empty] | 1 | 0 | 0 | 1 | [11 empty] | 0 | [5 empty] | N/A | RES-SM-766 | RES-XXSM-XXXX-766-01
IM02176 | RES 1/10W, 33E ,1206 ,5% | RES-XXSM-XXXX-767-01 |  | B Class | Nos | Nos | I-Inventory | RM-Raw Material | RES 1/10W, 33E ,1206 ,5% | Raw Material | NA | RESISTOR |  | 85322500 | [11 empty] | 1 | 0 | 0 | 1 | [11 empty] | 0 | [5 empty] | N/A | RES-SM-767 | RES-XXSM-XXXX-767-01
IM02177 | RES 1/10W, 36E ,1206 ,5% | RES-XXSM-XXXX-768-01 |  | B Class | Nos | Nos | I-Inventory | RM-Raw Material | RES 1/10W, 36E ,1206 ,5% | Raw Material | NA | RESISTOR |  | 85322500 | [11 empty] | 1 | 0 | 0 | 1 | [11 empty] | 0 | [5 empty] | N/A | RES-SM-768 | RES-XXSM-XXXX-768-01
IM02178 | RES 1/10W, 39E ,1206 ,5% | RES-XXSM-XXXX-769-01 |  | B Class | Nos | Nos | I-Inventory | RM-Raw Material | RES 1/10W, 39E ,1206 ,5% | Raw Material | NA | RESISTOR |  | 85322500 | [11 empty] | 1 | 0 | 0 | 1 | [11 empty] | 0 | [5 empty] | N/A | RES-SM-769 | RES-XXSM-XXXX-769-01
IM02179 | RES 1/10W, 43E ,1206 ,5% | RES-XXSM-XXXX-770-01 |  | B Class | Nos | Nos | I-Inventory | RM-Raw Material | RES 1/10W, 43E ,1206 ,5% | Raw Material | NA | RESISTOR |  | 85322500 | [11 empty] | 1 | 0 | 0 | 1 | [11 empty] | 0 | [5 empty] | N/A | RES-SM-770 | RES-XXSM-XXXX-770-01
IM02180 | RES 1/10W, 47E ,1206 ,5% | RES-XXSM-XXXX-771-01 |  | B Class | Nos | Nos | I-Inventory | RM-Raw Material | RES 1/10W, 47E ,1206 ,5% | Raw Material | NA | RESISTOR |  | 85322500 | [11 empty] | 1 | 0 | 0 | 1 | [11 empty] | 0 | [5 empty] | N/A | RES-SM-771 | RES-XXSM-XXXX-771-01
IM02181 | RES 1/10W, 51E ,1206 ,5% | RES-XXSM-XXXX-772-01 |  | B Class | Nos | Nos | I-Inventory | RM-Raw Material | RES 1/10W, 51E ,1206 ,5% | Raw Material | NA | RESISTOR |  | 85322500 | [11 empty] | 1 | 0 | 0 | 1 | [11 empty] | 0 | [5 empty] | N/A | RES-SM-772 | RES-XXSM-XXXX-772-01
IM02182 | RES 1/10W, 56E ,1206 ,5% | RES-XXSM-XXXX-773-01 |  | B Class | Nos | Nos | I-Inventory | RM-Raw Material | RES 1/10W, 56E ,1206 ,5% | Raw Material | NA | RESISTOR |  | 85322500 | [11 empty] | 1 | 0 | 0 | 1 | [11 empty] | 0 | [5 empty] | N/A | RES-SM-773 | RES-XXSM-XXXX-773-01
IM02183 | RES 1/10W, 62E ,1206 ,5% | RES-XXSM-XXXX-774-01 |  | B Class | Nos | Nos | I-Inventory | RM-Raw Material | RES 1/10W, 62E ,1206 ,5% | Raw Material | NA | RESISTOR |  | 85322500 | [11 empty] | 1 | 0 | 0 | 1 | [11 empty] | 0 | [5 empty] | N/A | RES-SM-774 | RES-XXSM-XXXX-774-01
IM02184 | RES 1/10W, 68E ,1206 ,5% | RES-XXSM-XXXX-775-01 |  | B Class | Nos | Nos | I-Inventory | RM-Raw Material | RES 1/10W, 68E ,1206 ,5% | Raw Material | NA | RESISTOR |  | 85322500 | [11 empty] | 1 | 0 | 0 | 1 | [11 empty] | 0 | [5 empty] | N/A | RES-SM-775 | RES-XXSM-XXXX-775-01
IM02185 | RES 1/10W, 75E ,1206 ,5% | RES-XXSM-XXXX-776-01 |  | B Class | Nos | Nos | I-Inventory | RM-Raw Material | RES 1/10W, 75E ,1206 ,5% | Raw Material | NA | RESISTOR |  | 85322500 | [11 empty] | 1 | 0 | 0 | 1 | [11 empty] | 0 | [5 empty] | N/A | RES-SM-776 | RES-XXSM-XXXX-776-01
IM02186 | RES 1/10W, 82E ,1206 ,5% | RES-XXSM-XXXX-777-01 |  | B Class | Nos | Nos | I-Inventory | RM-Raw Material | RES 1/10W, 82E ,1206 ,5% | Raw Material | NA | RESISTOR |  | 85322500 | [11 empty] | 1 | 0 | 0 | 1 | [11 empty] | 0 | [5 empty] | N/A | RES-SM-777 | RES-XXSM-XXXX-777-01
IM02187 | RES 1/10W, 91E ,1206 ,5% | RES-XXSM-XXXX-778-01 |  | B Class | Nos | Nos | I-Inventory | RM-Raw Material | RES 1/10W, 91E ,1206 ,5% | Raw Material | NA | RESISTOR |  | 85322500 | [11 empty] | 1 | 0 | 0 | 1 | [11 empty] | 0 | [5 empty] | N/A | RES-SM-778 | RES-XXSM-XXXX-778-01
IM02188 | RES 1/10W, 100E ,1206 ,5% | RES-XXSM-XXXX-779-01 |  | B Class | Nos | Nos | I-Inventory | RM-Raw Material | RES 1/10W, 100E ,1206 ,5% | Raw Material | NA | RESISTOR |  | 85322500 | [11 empty] | 1 | 0 | 0 | 1 | [11 empty] | 0 | [5 empty] | N/A | RES-SM-779 | RES-XXSM-XXXX-779-01
IM02189 | RES 1/10W, 110E ,1206 ,5% | RES-XXSM-XXXX-780-01 |  | B Class | Nos | Nos | I-Inventory | RM-Raw Material | RES 1/10W, 110E ,1206 ,5% | Raw Material | NA | RESISTOR |  | 85322500 | [11 empty] | 1 | 0 | 0 | 1 | [11 empty] | 0 | [5 empty] | N/A | RES-SM-780 | RES-XXSM-XXXX-780-01
IM02190 | RES 1/10W, 120E ,1206 ,5% | RES-XXSM-XXXX-781-01 |  | B Class | Nos | Nos | I-Inventory | RM-Raw Material | RES 1/10W, 120E ,1206 ,5% | Raw Material | NA | RESISTOR |  | 85322500 | [11 empty] | 1 | 0 | 0 | 1 | [11 empty] | 0 | [5 empty] | N/A | RES-SM-781 | RES-XXSM-XXXX-781-01
IM02191 | RES 1/10W, 130E ,1206 ,5% | RES-XXSM-XXXX-782-01 |  | B Class | Nos | Nos | I-Inventory | RM-Raw Material | RES 1/10W, 130E ,1206 ,5% | Raw Material | NA | RESISTOR |  | 85322500 | [11 empty] | 1 | 0 | 0 | 1 | [11 empty] | 0 | [5 empty] | N/A | RES-SM-782 | RES-XXSM-XXXX-782-01
IM02192 | RES 1/10W, 150E ,1206 ,5% | RES-XXSM-XXXX-783-01 |  | B Class | Nos | Nos | I-Inventory | RM-Raw Material | RES 1/10W, 150E ,1206 ,5% | Raw Material | NA | RESISTOR |  | 85322500 | [11 empty] | 1 | 0 | 0 | 1 | [11 empty] | 0 | [5 empty] | N/A | RES-SM-783 | RES-XXSM-XXXX-783-01
IM02193 | RES 1/10W, 160E ,1206 ,5% | RES-XXSM-XXXX-784-01 |  | B Class | Nos | Nos | I-Inventory | RM-Raw Material | RES 1/10W, 160E ,1206 ,5% | Raw Material | NA | RESISTOR |  | 85322500 | [11 empty] | 1 | 0 | 0 | 1 | [11 empty] | 0 | [5 empty] | N/A | RES-SM-784 | RES-XXSM-XXXX-784-01
IM02194 | RES 1/10W, 180E ,1206 ,5% | RES-XXSM-XXXX-785-01 |  | B Class | Nos | Nos | I-Inventory | RM-Raw Material | RES 1/10W, 180E ,1206 ,5% | Raw Material | NA | RESISTOR |  | 85322500 | [11 empty] | 1 | 0 | 0 | 1 | [11 empty] | 0 | [5 empty] | N/A | RES-SM-785 | RES-XXSM-XXXX-785-01
IM02195 | RES 1/10W, 200E ,1206 ,5% | RES-XXSM-XXXX-786-01 |  | B Class | Nos | Nos | I-Inventory | RM-Raw Material | RES 1/10W, 200E ,1206 ,5% | Raw Material | NA | RESISTOR |  | 85322500 | [11 empty] | 1 | 0 | 0 | 1 | [11 empty] | 0 | [5 empty] | N/A | RES-SM-786 | RES-XXSM-XXXX-786-01
IM02196 | RES 1/10W, 220E ,1206 ,5% | RES-XXSM-XXXX-787-01 |  | B Class | Nos | Nos | I-Inventory | RM-Raw Material | RES 1/10W, 220E ,1206 ,5% | Raw Material | NA | RESISTOR |  | 85322500 | [11 empty] | 1 | 0 | 0 | 1 | [11 empty] | 0 | [5 empty] | N/A | RES-SM-787 | RES-XXSM-XXXX-787-01
IM02197 | RES 1/10W, 240E ,1206 ,5% | RES-XXSM-XXXX-788-01 |  | B Class | Nos | Nos | I-Inventory | RM-Raw Material | RES 1/10W, 240E ,1206 ,5% | Raw Material | NA | RESISTOR |  | 85322500 | [11 empty] | 1 | 0 | 0 | 1 | [11 empty] | 0 | [5 empty] | N/A | RES-SM-788 | RES-XXSM-XXXX-788-01
IM02198 | RES 1/10W, 270E ,1206 ,5% | RES-XXSM-XXXX-789-01 |  | B Class | Nos | Nos | I-Inventory | RM-Raw Material | RES 1/10W, 270E ,1206 ,5% | Raw Material | NA | RESISTOR |  | 85322500 | [11 empty] | 1 | 0 | 0 | 1 | [11 empty] | 0 | [5 empty] | N/A | RES-SM-789 | RES-XXSM-XXXX-789-01
IM02199 | RES 1/10W, 300E ,1206 ,5% | RES-XXSM-XXXX-790-01 |  | B Class | Nos | Nos | I-Inventory | RM-Raw Material | RES 1/10W, 300E ,1206 ,5% | Raw Material | NA | RESISTOR |  | 85322500 | [11 empty] | 1 | 0 | 0 | 1 | [11 empty] | 0 | [5 empty] | N/A | RES-SM-790 | RES-XXSM-XXXX-790-01
IM02200 | RES 1/10W, 330E ,1206 ,5% | RES-XXSM-XXXX-791-01 |  | B Class | Nos | Nos | I-Inventory | RM-Raw Material | RES 1/10W, 330E ,1206 ,5% | Raw Material | NA | RESISTOR |  | 85322500 | [11 empty] | 1 | 0 | 0 | 1 | [11 empty] | 0 | [5 empty] | N/A | RES-SM-791 | RES-XXSM-XXXX-791-01
IM02201 | RES 1/10W, 360E ,1206 ,5% | RES-XXSM-XXXX-792-01 |  | B Class | Nos | Nos | I-Inventory | RM-Raw Material | RES 1/10W, 360E ,1206 ,5% | Raw Material | NA | RESISTOR |  | 85322500 | [11 empty] | 1 | 0 | 0 | 1 | [11 empty] | 0 | [5 empty] | N/A | RES-SM-792 | RES-XXSM-XXXX-792-01
IM02202 | RES 1/10W, 390E ,1206 ,5% | RES-XXSM-XXXX-793-01 |  | B Class | Nos | Nos | I-Inventory | RM-Raw Material | RES 1/10W, 390E ,1206 ,5% | Raw Material | NA | RESISTOR |  | 85322500 | [11 empty] | 1 | 0 | 0 | 1 | [11 empty] | 0 | [5 empty] | N/A | RES-SM-793 | RES-XXSM-XXXX-793-01
IM02203 | RES 1/10W, 430E ,1206 ,5% | RES-XXSM-XXXX-794-01 |  | B Class | Nos | Nos | I-Inventory | RM-Raw Material | RES 1/10W, 430E ,1206 ,5% | Raw Material | NA | RESISTOR |  | 85322500 | [11 empty] | 1 | 0 | 0 | 1 | [11 empty] | 0 | [5 empty] | N/A | RES-SM-794 | RES-XXSM-XXXX-794-01
IM02204 | RES 1/10W, 470E ,1206 ,5% | RES-XXSM-XXXX-795-01 |  | B Class | Nos | Nos | I-Inventory | RM-Raw Material | RES 1/10W, 470E ,1206 ,5% | Raw Material | NA | RESISTOR |  | 85322500 | [11 empty] | 1 | 0 | 0 | 1 | [11 empty] | 0 | [5 empty] | N/A | RES-SM-795 | RES-XXSM-XXXX-795-01
IM02205 | RES 1/10W, 510E ,1206 ,5% | RES-XXSM-XXXX-796-01 |  | B Class | Nos | Nos | I-Inventory | RM-Raw Material | RES 1/10W, 510E ,1206 ,5% | Raw Material | NA | RESISTOR |  | 85322500 | [11 empty] | 1 | 0 | 0 | 1 | [11 empty] | 0 | [5 empty] | N/A | RES-SM-796 | RES-XXSM-XXXX-796-01
IM02206 | RES 1/10W, 560E ,1206 ,5% | RES-XXSM-XXXX-797-01 |  | B Class | Nos | Nos | I-Inventory | RM-Raw Material | RES 1/10W, 560E ,1206 ,5% | Raw Material | NA | RESISTOR |  | 85322500 | [11 empty] | 1 | 0 | 0 | 1 | [11 empty] | 0 | [5 empty] | N/A | RES-SM-797 | RES-XXSM-XXXX-797-01
IM02207 | RES 1/10W, 620E ,1206 ,5% | RES-XXSM-XXXX-798-01 |  | B Class | Nos | Nos | I-Inventory | RM-Raw Material | RES 1/10W, 620E ,1206 ,5% | Raw Material | NA | RESISTOR |  | 85322500 | [11 empty] | 1 | 0 | 0 | 1 | [11 empty] | 0 | [5 empty] | N/A | RES-SM-798 | RES-XXSM-XXXX-798-01
IM02208 | RES 1/10W, 680E ,1206 ,5% | RES-XXSM-XXXX-799-01 |  | B Class | Nos | Nos | I-Inventory | RM-Raw Material | RES 1/10W, 680E ,1206 ,5% | Raw Material | NA | RESISTOR |  | 85322500 | [11 empty] | 1 | 0 | 0 | 1 | [11 empty] | 0 | [5 empty] | N/A | RES-SM-799 | RES-XXSM-XXXX-799-01
IM02209 | RES 1/10W, 750E ,1206 ,5% | RES-XXSM-XXXX-800-01 |  | B Class | Nos | Nos | I-Inventory | RM-Raw Material | RES 1/10W, 750E ,1206 ,5% | Raw Material | NA | RESISTOR |  | 85322500 | [11 empty] | 1 | 0 | 0 | 1 | [11 empty] | 0 | [5 empty] | N/A | RES-SM-800 | RES-XXSM-XXXX-800-01
IM02210 | RES 1/10W, 820E ,1206 ,5% | RES-XXSM-XXXX-801-01 |  | B Class | Nos | Nos | I-Inventory | RM-Raw Material | RES 1/10W, 820E ,1206 ,5% | Raw Material | NA | RESISTOR |  | 85322500 | [11 empty] | 1 | 0 | 0 | 1 | [11 empty] | 0 | [5 empty] | N/A | RES-SM-801 | RES-XXSM-XXXX-801-01
IM02211 | RES 1/10W, 910E ,1206 ,5% | RES-XXSM-XXXX-802-01 |  | B Class | Nos | Nos | I-Inventory | RM-Raw Material | RES 1/10W, 910E ,1206 ,5% | Raw Material | NA | RESISTOR |  | 85322500 | [11 empty] | 1 | 0 | 0 | 1 | [11 empty] | 0 | [5 empty] | N/A | RES-SM-802 | RES-XXSM-XXXX-802-01
IM02212 | RES 1/10W, 1K ,1206 ,5% | RES-XXSM-XXXX-803-01 |  | B Class | Nos | Nos | I-Inventory | RM-Raw Material | RES 1/10W, 1K ,1206 ,5% | Raw Material | NA | RESISTOR |  | 85322500 | [11 empty] | 1 | 0 | 0 | 1 | [11 empty] | 0 | [5 empty] | N/A | RES-SM-803 | RES-XXSM-XXXX-803-01
IM02213 | RES 1/10W, 1K1 ,1206 ,5% | RES-XXSM-XXXX-804-01 |  | B Class | Nos | Nos | I-Inventory | RM-Raw Material | RES 1/10W, 1K1 ,1206 ,5% | Raw Material | NA | RESISTOR |  | 85322500 | [11 empty] | 1 | 0 | 0 | 1 | [11 empty] | 0 | [5 empty] | N/A | RES-SM-804 | RES-XXSM-XXXX-804-01
IM02214 | RES 1/10W, 1K2 ,1206 ,5% | RES-XXSM-XXXX-805-01 |  | B Class | Nos | Nos | I-Inventory | RM-Raw Material | RES 1/10W, 1K2 ,1206 ,5% | Raw Material | NA | RESISTOR |  | 85322500 | [11 empty] | 1 | 0 | 0 | 1 | [11 empty] | 0 | [5 empty] | N/A | RES-SM-805 | RES-XXSM-XXXX-805-01
IM02215 | RES 1/10W, 1K3 ,1206 ,5% | RES-XXSM-XXXX-806-01 |  | B Class | Nos | Nos | I-Inventory | RM-Raw Material | RES 1/10W, 1K3 ,1206 ,5% | Raw Material | NA | RESISTOR |  | 85322500 | [11 empty] | 1 | 0 | 0 | 1 | [11 empty] | 0 | [5 empty] | N/A | RES-SM-806 | RES-XXSM-XXXX-806-01
IM02216 | RES 1/10W, 1K5 ,1206 ,5% | RES-XXSM-XXXX-807-01 |  | B Class | Nos | Nos | I-Inventory | RM-Raw Material | RES 1/10W, 1K5 ,1206 ,5% | Raw Material | NA | RESISTOR |  | 85322500 | [11 empty] | 1 | 0 | 0 | 1 | [11 empty] | 0 | [5 empty] | N/A | RES-SM-807 | RES-XXSM-XXXX-807-01
IM02217 | RES 1/10W, 1K6 ,1206 ,5% | RES-XXSM-XXXX-808-01 |  | B Class | Nos | Nos | I-Inventory | RM-Raw Material | RES 1/10W, 1K6 ,1206 ,5% | Raw Material | NA | RESISTOR |  | 85322500 | [11 empty] | 1 | 0 | 0 | 1 | [11 empty] | 0 | [5 empty] | N/A | RES-SM-808 | RES-XXSM-XXXX-808-01
IM02218 | RES 1/10W, 1K8 ,1206 ,5% | RES-XXSM-XXXX-809-01 |  | B Class | Nos | Nos | I-Inventory | RM-Raw Material | RES 1/10W, 1K8 ,1206 ,5% | Raw Material | NA | RESISTOR |  | 85322500 | [11 empty] | 1 | 0 | 0 | 1 | [11 empty] | 0 | [5 empty] | N/A | RES-SM-809 | RES-XXSM-XXXX-809-01
IM02219 | RES 1/10W, 2K ,1206 ,5% | RES-XXSM-XXXX-810-01 |  | B Class | Nos | Nos | I-Inventory | RM-Raw Material | RES 1/10W, 2K ,1206 ,5% | Raw Material | NA | RESISTOR |  | 85322500 | [11 empty] | 1 | 0 | 0 | 1 | [11 empty] | 0 | [5 empty] | N/A | RES-SM-810 | RES-XXSM-XXXX-810-01
IM02220 | RES 1/10W, 2K2 ,1206 ,5% | RES-XXSM-XXXX-811-01 |  | B Class | Nos | Nos | I-Inventory | RM-Raw Material | RES 1/10W, 2K2 ,1206 ,5% | Raw Material | NA | RESISTOR |  | 85322500 | [11 empty] | 1 | 0 | 0 | 1 | [11 empty] | 0 | [5 empty] | N/A | RES-SM-811 | RES-XXSM-XXXX-811-01
IM02221 | RES 1/10W, 2K4 ,1206 ,5% | RES-XXSM-XXXX-812-01 |  | B Class | Nos | Nos | I-Inventory | RM-Raw Material | RES 1/10W, 2K4 ,1206 ,5% | Raw Material | NA | RESISTOR |  | 85322500 | [11 empty] | 1 | 0 | 0 | 1 | [11 empty] | 0 | [5 empty] | N/A | RES-SM-812 | RES-XXSM-XXXX-812-01
IM02222 | RES 1/10W, 2K7 ,1206 ,5% | RES-XXSM-XXXX-813-01 |  | B Class | Nos | Nos | I-Inventory | RM-Raw Material | RES 1/10W, 2K7 ,1206 ,5% | Raw Material | NA | RESISTOR |  | 85322500 | [11 empty] | 1 | 0 | 0 | 1 | [11 empty] | 0 | [5 empty] | N/A | RES-SM-813 | RES-XXSM-XXXX-813-01
IM02223 | RES 1/10W, 3K ,1206 ,5% | RES-XXSM-XXXX-814-01 |  | B Class | Nos | Nos | I-Inventory | RM-Raw Material | RES 1/10W, 3K ,1206 ,5% | Raw Material | NA | RESISTOR |  | 85322500 | [11 empty] | 1 | 0 | 0 | 1 | [11 empty] | 0 | [5 empty] | N/A | RES-SM-814 | RES-XXSM-XXXX-814-01
IM02224 | RES 1/10W, 3K3 ,1206 ,5% | RES-XXSM-XXXX-815-01 |  | B Class | Nos | Nos | I-Inventory | RM-Raw Material | RES 1/10W, 3K3 ,1206 ,5% | Raw Material | NA | RESISTOR |  | 85322500 | [11 empty] | 1 | 0 | 0 | 1 | [11 empty] | 0 | [5 empty] | N/A | RES-SM-815 | RES-XXSM-XXXX-815-01
IM02225 | RES 1/10W, 3K6 ,1206 ,5% | RES-XXSM-XXXX-816-01 |  | B Class | Nos | Nos | I-Inventory | RM-Raw Material | RES 1/10W, 3K6 ,1206 ,5% | Raw Material | NA | RESISTOR |  | 85322500 | [11 empty] | 1 | 0 | 0 | 1 | [11 empty] | 0 | [5 empty] | N/A | RES-SM-816 | RES-XXSM-XXXX-816-01
IM02226 | RES 1/10W, 3K9 ,1206 ,5% | RES-XXSM-XXXX-817-01 |  | B Class | Nos | Nos | I-Inventory | RM-Raw Material | RES 1/10W, 3K9 ,1206 ,5% | Raw Material | NA | RESISTOR |  | 85322500 | [11 empty] | 1 | 0 | 0 | 1 | [11 empty] | 0 | [5 empty] | N/A | RES-SM-817 | RES-XXSM-XXXX-817-01
IM02227 | RES 1/10W, 4K3 ,1206 ,5% | RES-XXSM-XXXX-818-01 |  | B Class | Nos | Nos | I-Inventory | RM-Raw Material | RES 1/10W, 4K3 ,1206 ,5% | Raw Material | NA | RESISTOR |  | 85322500 | [11 empty] | 1 | 0 | 0 | 1 | [11 empty] | 0 | [5 empty] | N/A | RES-SM-818 | RES-XXSM-XXXX-818-01
IM02228 | RES 1/10W, 4K7 ,1206 ,5% | RES-XXSM-XXXX-819-01 |  | B Class | Nos | Nos | I-Inventory | RM-Raw Material | RES 1/10W, 4K7 ,1206 ,5% | Raw Material | NA | RESISTOR |  | 85322500 | [11 empty] | 1 | 0 | 0 | 1 | [11 empty] | 0 | [5 empty] | N/A | RES-SM-819 | RES-XXSM-XXXX-819-01
IM02229 | RES 1/10W, 5K1 ,1206 ,5% | RES-XXSM-XXXX-820-01 |  | B Class | Nos | Nos | I-Inventory | RM-Raw Material | RES 1/10W, 5K1 ,1206 ,5% | Raw Material | NA | RESISTOR |  | 85322500 | [11 empty] | 1 | 0 | 0 | 1 | [11 empty] | 0 | [5 empty] | N/A | RES-SM-820 | RES-XXSM-XXXX-820-01
IM02230 | RES 1/10W, 5K6 ,1206 ,5% | RES-XXSM-XXXX-821-01 |  | B Class | Nos | Nos | I-Inventory | RM-Raw Material | RES 1/10W, 5K6 ,1206 ,5% | Raw Material | NA | RESISTOR |  | 85322500 | [11 empty] | 1 | 0 | 0 | 1 | [11 empty] | 0 | [5 empty] | N/A | RES-SM-821 | RES-XXSM-XXXX-821-01
IM02231 | RES 1/10W, 6K2 ,1206 ,5% | RES-XXSM-XXXX-822-01 |  | C Class | Nos | Nos | I-Inventory | RM-Raw Material | RES 1/10W, 6K2 ,1206 ,5% | Raw Material | NA | RESISTOR |  | 85322500 | [11 empty] | 1 | 0 | 0 | 1 | [11 empty] | 0 | [5 empty] | N/A | RES-SM-822 | RES-XXSM-XXXX-822-01
IM02232 | RES 1/10W, 6K8 ,1206 ,5% | RES-XXSM-XXXX-823-01 |  | C Class | Nos | Nos | I-Inventory | RM-Raw Material | RES 1/10W, 6K8 ,1206 ,5% | Raw Material | NA | RESISTOR |  | 85322500 | [11 empty] | 1 | 0 | 0 | 1 | [11 empty] | 0 | [5 empty] | N/A | RES-SM-823 | RES-XXSM-XXXX-823-01
IM02233 | RES 1/10W, 7K5 ,1206 ,5% | RES-XXSM-XXXX-824-01 |  | C Class | Nos | Nos | I-Inventory | RM-Raw Material | RES 1/10W, 7K5 ,1206 ,5% | Raw Material | NA | RESISTOR |  | 85322500 | [11 empty] | 1 | 0 | 0 | 1 | [11 empty] | 0 | [5 empty] | N/A | RES-SM-824 | RES-XXSM-XXXX-824-01
IM02234 | RES 1/10W, 8K2 ,1206 ,5% | RES-XXSM-XXXX-825-01 |  | C Class | Nos | Nos | I-Inventory | RM-Raw Material | RES 1/10W, 8K2 ,1206 ,5% | Raw Material | NA | RESISTOR |  | 85322500 | [11 empty] | 1 | 0 | 0 | 1 | [11 empty] | 0 | [5 empty] | N/A | RES-SM-825 | RES-XXSM-XXXX-825-01
IM02235 | RES 1/10W, 9K1 ,1206 ,5% | RES-XXSM-XXXX-826-01 |  | C Class | Nos | Nos | I-Inventory | RM-Raw Material | RES 1/10W, 9K1 ,1206 ,5% | Raw Material | NA | RESISTOR |  | 85322500 | [11 empty] | 1 | 0 | 0 | 1 | [11 empty] | 0 | [5 empty] | N/A | RES-SM-826 | RES-XXSM-XXXX-826-01
IM02236 | RES 1/10W, 10K ,1206 ,5% | RES-XXSM-XXXX-827-01 |  | C Class | Nos | Nos | I-Inventory | RM-Raw Material | RES 1/10W, 10K ,1206 ,5% | Raw Material | NA | RESISTOR |  | 85322500 | [11 empty] | 1 | 0 | 0 | 1 | [11 empty] | 0 | [5 empty] | N/A | RES-SM-827 | RES-XXSM-XXXX-827-01
IM02237 | RES 1/10W, 11K ,1206 ,5% | RES-XXSM-XXXX-828-01 |  | C Class | Nos | Nos | I-Inventory | RM-Raw Material | RES 1/10W, 11K ,1206 ,5% | Raw Material | NA | RESISTOR |  | 85322500 | [11 empty] | 1 | 0 | 0 | 1 | [11 empty] | 0 | [5 empty] | N/A | RES-SM-828 | RES-XXSM-XXXX-828-01
IM02238 | RES 1/10W, 12K ,1206 ,5% | RES-XXSM-XXXX-829-01 |  | C Class | Nos | Nos | I-Inventory | RM-Raw Material | RES 1/10W, 12K ,1206 ,5% | Raw Material | NA | RESISTOR |  | 85322500 | [11 empty] | 1 | 0 | 0 | 1 | [11 empty] | 0 | [5 empty] | N/A | RES-SM-829 | RES-XXSM-XXXX-829-01
IM02239 | RES 1/10W, 13K ,1206 ,5% | RES-XXSM-XXXX-830-01 |  | C Class | Nos | Nos | I-Inventory | RM-Raw Material | RES 1/10W, 13K ,1206 ,5% | Raw Material | NA | RESISTOR |  | 85322500 | [11 empty] | 1 | 0 | 0 | 1 | [11 empty] | 0 | [5 empty] | N/A | RES-SM-830 | RES-XXSM-XXXX-830-01
IM02240 | RES 1/10W, 15K ,1206 ,5% | RES-XXSM-XXXX-831-01 |  | C Class | Nos | Nos | I-Inventory | RM-Raw Material | RES 1/10W, 15K ,1206 ,5% | Raw Material | NA | RESISTOR |  | 85322500 | [11 empty] | 1 | 0 | 0 | 1 | [11 empty] | 0 | [5 empty] | N/A | RES-SM-831 | RES-XXSM-XXXX-831-01
IM02241 | RES 1/10W, 16K ,1206 ,5% | RES-XXSM-XXXX-832-01 |  | C Class | Nos | Nos | I-Inventory | RM-Raw Material | RES 1/10W, 16K ,1206 ,5% | Raw Material | NA | RESISTOR |  | 85322500 | [11 empty] | 1 | 0 | 0 | 1 | [11 empty] | 0 | [5 empty] | N/A | RES-SM-832 | RES-XXSM-XXXX-832-01
IM02242 | RES 1/10W, 18K ,1206 ,5% | RES-XXSM-XXXX-833-01 |  | C Class | Nos | Nos | I-Inventory | RM-Raw Material | RES 1/10W, 18K ,1206 ,5% | Raw Material | NA | RESISTOR |  | 85322500 | [11 empty] | 1 | 0 | 0 | 1 | [11 empty] | 0 | [5 empty] | N/A | RES-SM-833 | RES-XXSM-XXXX-833-01
IM02243 | RES 1/10W, 20K ,1206 ,5% | RES-XXSM-XXXX-834-01 |  | C Class | Nos | Nos | I-Inventory | RM-Raw Material | RES 1/10W, 20K ,1206 ,5% | Raw Material | NA | RESISTOR |  | 85322500 | [11 empty] | 1 | 0 | 0 | 1 | [11 empty] | 0 | [5 empty] | N/A | RES-SM-834 | RES-XXSM-XXXX-834-01
IM02244 | RES 1/10W, 22K ,1206 ,5% | RES-XXSM-XXXX-835-01 |  | C Class | Nos | Nos | I-Inventory | RM-Raw Material | RES 1/10W, 22K ,1206 ,5% | Raw Material | NA | RESISTOR |  | 85322500 | [11 empty] | 1 | 0 | 0 | 1 | [11 empty] | 0 | [5 empty] | N/A | RES-SM-835 | RES-XXSM-XXXX-835-01
IM02245 | RES 1/10W, 24K ,1206 ,5% | RES-XXSM-XXXX-836-01 |  | FG | Nos | Nos | I-Inventory | RM-Raw Material | RES 1/10W, 24K ,1206 ,5% | Raw Material | NA | RESISTOR |  | 85322500 | [11 empty] | 1 | 0 | 0 | 1 | [11 empty] | 0 | [5 empty] | N/A | RES-SM-836 | RES-XXSM-XXXX-836-01
IM02246 | RES 1/10W, 27K ,1206 ,5% | RES-XXSM-XXXX-837-01 |  | FG | Nos | Nos | I-Inventory | RM-Raw Material | RES 1/10W, 27K ,1206 ,5% | Raw Material | NA | RESISTOR |  | 85322500 | [11 empty] | 1 | 0 | 0 | 1 | [11 empty] | 0 | [5 empty] | N/A | RES-SM-837 | RES-XXSM-XXXX-837-01
IM02247 | RES 1/10W, 30K ,1206 ,5% | RES-XXSM-XXXX-838-01 |  | FG | Nos | Nos | I-Inventory | RM-Raw Material | RES 1/10W, 30K ,1206 ,5% | Raw Material | NA | RESISTOR |  | 85322500 | [11 empty] | 1 | 0 | 0 | 1 | [11 empty] | 0 | [5 empty] | N/A | RES-SM-838 | RES-XXSM-XXXX-838-01
IM02248 | RES 1/10W, 33K ,1206 ,5% | RES-XXSM-XXXX-839-01 |  | FG | Nos | Nos | I-Inventory | RM-Raw Material | RES 1/10W, 33K ,1206 ,5% | Raw Material | NA | RESISTOR |  | 85322500 | [11 empty] | 1 | 0 | 0 | 1 | [11 empty] | 0 | [5 empty] | N/A | RES-SM-839 | RES-XXSM-XXXX-839-01
IM02249 | RES 1/10W, 36K ,1206 ,5% | RES-XXSM-XXXX-840-01 |  | FG | Nos | Nos | I-Inventory | RM-Raw Material | RES 1/10W, 36K ,1206 ,5% | Raw Material | NA | RESISTOR |  | 85322500 | [11 empty] | 1 | 0 | 0 | 1 | [11 empty] | 0 | [5 empty] | N/A | RES-SM-840 | RES-XXSM-XXXX-840-01
IM02250 | RES 1/10W, 39K ,1206 ,5% | RES-XXSM-XXXX-841-01 |  | FG | Nos | Nos | I-Inventory | RM-Raw Material | RES 1/10W, 39K ,1206 ,5% | Raw Material | NA | RESISTOR |  | 85322500 | [11 empty] | 1 | 0 | 0 | 1 | [11 empty] | 0 | [5 empty] | N/A | RES-SM-841 | RES-XXSM-XXXX-841-01
IM02251 | RES 1/10W, 43K ,1206 ,5% | RES-XXSM-XXXX-842-01 |  | FG | Nos | Nos | I-Inventory | RM-Raw Material | RES 1/10W, 43K ,1206 ,5% | Raw Material | NA | RESISTOR |  | 85322500 | [11 empty] | 1 | 0 | 0 | 1 | [11 empty] | 0 | [5 empty] | N/A | RES-SM-842 | RES-XXSM-XXXX-842-01
IM02252 | RES 1/10W, 47K ,1206 ,5% | RES-XXSM-XXXX-843-01 |  | FG | Nos | Nos | I-Inventory | RM-Raw Material | RES 1/10W, 47K ,1206 ,5% | Raw Material | NA | RESISTOR |  | 85322500 | [11 empty] | 1 | 0 | 0 | 1 | [11 empty] | 0 | [5 empty] | N/A | RES-SM-843 | RES-XXSM-XXXX-843-01
IM02253 | RES 1/10W, 51K ,1206 ,5% | RES-XXSM-XXXX-844-01 |  | FG | Nos | Nos | I-Inventory | RM-Raw Material | RES 1/10W, 51K ,1206 ,5% | Raw Material | NA | RESISTOR |  | 85322500 | [11 empty] | 1 | 0 | 0 | 1 | [11 empty] | 0 | [5 empty] | N/A | RES-SM-844 | RES-XXSM-XXXX-844-01
IM02254 | RES 1/10W, 56K ,1206 ,5% | RES-XXSM-XXXX-845-01 |  | FG | Nos | Nos | I-Inventory | RM-Raw Material | RES 1/10W, 56K ,1206 ,5% | Raw Material | NA | RESISTOR |  | 85322500 | [11 empty] | 1 | 0 | 0 | 1 | [11 empty] | 0 | [5 empty] | N/A | RES-SM-845 | RES-XXSM-XXXX-845-01
IM02255 | RES 1/10W, 62K ,1206 ,5% | RES-XXSM-XXXX-846-01 |  | FG | Nos | Nos | I-Inventory | RM-Raw Material | RES 1/10W, 62K ,1206 ,5% | Raw Material | NA | RESISTOR |  | 85322500 | [11 empty] | 1 | 0 | 0 | 1 | [11 empty] | 0 | [5 empty] | N/A | RES-SM-846 | RES-XXSM-XXXX-846-01
IM02256 | RES 1/10W, 68K ,1206 ,5% | RES-XXSM-XXXX-847-01 |  | FG | Nos | Nos | I-Inventory | RM-Raw Material | RES 1/10W, 68K ,1206 ,5% | Raw Material | NA | RESISTOR |  | 85322500 | [11 empty] | 1 | 0 | 0 | 1 | [11 empty] | 0 | [5 empty] | N/A | RES-SM-847 | RES-XXSM-XXXX-847-01
IM02257 | RES 1/10W, 75K ,1206 ,5% | RES-XXSM-XXXX-848-01 |  | FG | Nos | Nos | I-Inventory | RM-Raw Material | RES 1/10W, 75K ,1206 ,5% | Raw Material | NA | RESISTOR |  | 85322500 | [11 empty] | 1 | 0 | 0 | 1 | [11 empty] | 0 | [5 empty] | N/A | RES-SM-848 | RES-XXSM-XXXX-848-01
IM02258 | RES 1/10W, 82K ,1206 ,5% | RES-XXSM-XXXX-849-01 |  | FG | Nos | Nos | I-Inventory | RM-Raw Material | RES 1/10W, 82K ,1206 ,5% | Raw Material | NA | RESISTOR |  | 85322500 | [11 empty] | 1 | 0 | 0 | 1 | [11 empty] | 0 | [5 empty] | N/A | RES-SM-849 | RES-XXSM-XXXX-849-01
IM02259 | RES 1/10W, 91K ,1206 ,5% | RES-XXSM-XXXX-850-01 |  | FG | Nos | Nos | I-Inventory | RM-Raw Material | RES 1/10W, 91K ,1206 ,5% | Raw Material | NA | RESISTOR |  | 85322500 | [11 empty] | 1 | 0 | 0 | 1 | [11 empty] | 0 | [5 empty] | N/A | RES-SM-850 | RES-XXSM-XXXX-850-01
IM02260 | RES 1/10W, 100K ,1206 ,5% | RES-XXSM-XXXX-851-01 |  | FG | Nos | Nos | I-Inventory | RM-Raw Material | RES 1/10W, 100K ,1206 ,5% | Raw Material | NA | RESISTOR |  | 85322500 | [11 empty] | 1 | 0 | 0 | 1 | [11 empty] | 0 | [5 empty] | N/A | RES-SM-851 | RES-XXSM-XXXX-851-01
IM02261 | RES 1/10W, 110K ,1206 ,5% | RES-XXSM-XXXX-852-01 |  | FG | Nos | Nos | I-Inventory | RM-Raw Material | RES 1/10W, 110K ,1206 ,5% | Raw Material | NA | RESISTOR |  | 85322500 | [11 empty] | 1 | 0 | 0 | 1 | [11 empty] | 0 | [5 empty] | N/A | RES-SM-852 | RES-XXSM-XXXX-852-01
IM02262 | RES 1/10W, 120K ,1206 ,5% | RES-XXSM-XXXX-853-01 |  | FG | Nos | Nos | I-Inventory | RM-Raw Material | RES 1/10W, 120K ,1206 ,5% | Raw Material | NA | RESISTOR |  | 85322500 | [11 empty] | 1 | 0 | 0 | 1 | [11 empty] | 0 | [5 empty] | N/A | RES-SM-853 | RES-XXSM-XXXX-853-01
IM02263 | RES 1/10W, 130K ,1206 ,5% | RES-XXSM-XXXX-854-01 |  | FG | Nos | Nos | I-Inventory | RM-Raw Material | RES 1/10W, 130K ,1206 ,5% | Raw Material | NA | RESISTOR |  | 85322500 | [11 empty] | 1 | 0 | 0 | 1 | [11 empty] | 0 | [5 empty] | N/A | RES-SM-854 | RES-XXSM-XXXX-854-01
IM02264 | RES 1/10W, 150K ,1206 ,5% | RES-XXSM-XXXX-855-01 |  | FG | Nos | Nos | I-Inventory | RM-Raw Material | RES 1/10W, 150K ,1206 ,5% | Raw Material | NA | RESISTOR |  | 85322500 | [11 empty] | 1 | 0 | 0 | 1 | [11 empty] | 0 | [5 empty] | N/A | RES-SM-855 | RES-XXSM-XXXX-855-01
IM02265 | RES 1/10W, 160K ,1206 ,5% | RES-XXSM-XXXX-856-01 |  | FG | Nos | Nos | I-Inventory | RM-Raw Material | RES 1/10W, 160K ,1206 ,5% | Raw Material | NA | RESISTOR |  | 85322500 | [11 empty] | 1 | 0 | 0 | 1 | [11 empty] | 0 | [5 empty] | N/A | RES-SM-856 | RES-XXSM-XXXX-856-01
IM02266 | RES 1/10W, 180K ,1206 ,5% | RES-XXSM-XXXX-857-01 |  | FG | Nos | Nos | I-Inventory | RM-Raw Material | RES 1/10W, 180K ,1206 ,5% | Raw Material | NA | RESISTOR |  | 85322500 | [11 empty] | 1 | 0 | 0 | 1 | [11 empty] | 0 | [5 empty] | N/A | RES-SM-857 | RES-XXSM-XXXX-857-01
IM02267 | RES 1/10W, 200K ,1206 ,5% | RES-XXSM-XXXX-858-01 |  | FG | Nos | Nos | I-Inventory | RM-Raw Material | RES 1/10W, 200K ,1206 ,5% | Raw Material | NA | RESISTOR |  | 85322500 | [11 empty] | 1 | 0 | 0 | 1 | [11 empty] | 0 | [5 empty] | N/A | RES-SM-858 | RES-XXSM-XXXX-858-01
IM02268 | RES 1/10W, 220K ,1206 ,5% | RES-XXSM-XXXX-859-01 |  | FG | Nos | Nos | I-Inventory | RM-Raw Material | RES 1/10W, 220K ,1206 ,5% | Raw Material | NA | RESISTOR |  | 85322500 | [11 empty] | 1 | 0 | 0 | 1 | [11 empty] | 0 | [5 empty] | N/A | RES-SM-859 | RES-XXSM-XXXX-859-01
IM02269 | RES 1/10W, 240K ,1206 ,5% | RES-XXSM-XXXX-860-01 |  | FG | Nos | Nos | I-Inventory | RM-Raw Material | RES 1/10W, 240K ,1206 ,5% | Raw Material | NA | RESISTOR |  | 85322500 | [11 empty] | 1 | 0 | 0 | 1 | [11 empty] | 0 | [5 empty] | N/A | RES-SM-860 | RES-XXSM-XXXX-860-01
IM02270 | RES 1/10W, 270K ,1206 ,5% | RES-XXSM-XXXX-861-01 |  | FG | Nos | Nos | I-Inventory | RM-Raw Material | RES 1/10W, 270K ,1206 ,5% | Raw Material | NA | RESISTOR |  | 85322500 | [11 empty] | 1 | 0 | 0 | 1 | [11 empty] | 0 | [5 empty] | N/A | RES-SM-861 | RES-XXSM-XXXX-861-01
IM02271 | RES 1/10W, 300K ,1206 ,5% | RES-XXSM-XXXX-862-01 |  | FG | Nos | Nos | I-Inventory | RM-Raw Material | RES 1/10W, 300K ,1206 ,5% | Raw Material | NA | RESISTOR |  | 85322500 | [11 empty] | 1 | 0 | 0 | 1 | [11 empty] | 0 | [5 empty] | N/A | RES-SM-862 | RES-XXSM-XXXX-862-01
IM02272 | RES 1/10W, 330K ,1206 ,5% | RES-XXSM-XXXX-863-01 |  | FG | Nos | Nos | I-Inventory | RM-Raw Material | RES 1/10W, 330K ,1206 ,5% | Raw Material | NA | RESISTOR |  | 85322500 | [11 empty] | 1 | 0 | 0 | 1 | [11 empty] | 0 | [5 empty] | N/A | RES-SM-863 | RES-XXSM-XXXX-863-01
IM02273 | RES 1/10W, 360K ,1206 ,5% | RES-XXSM-XXXX-864-01 |  | FG | Nos | Nos | I-Inventory | RM-Raw Material | RES 1/10W, 360K ,1206 ,5% | Raw Material | NA | RESISTOR |  | 85322500 | [11 empty] | 1 | 0 | 0 | 1 | [11 empty] | 0 | [5 empty] | N/A | RES-SM-864 | RES-XXSM-XXXX-864-01
IM02274 | RES 1/10W, 390K ,1206 ,5% | RES-XXSM-XXXX-865-01 |  | FG | Nos | Nos | I-Inventory | RM-Raw Material | RES 1/10W, 390K ,1206 ,5% | Raw Material | NA | RESISTOR |  | 85322500 | [11 empty] | 1 | 0 | 0 | 1 | [11 empty] | 0 | [5 empty] | N/A | RES-SM-865 | RES-XXSM-XXXX-865-01
IM02275 | RES 1/10W, 430K ,1206 ,5% | RES-XXSM-XXXX-866-01 |  | FG | Nos | Nos | I-Inventory | RM-Raw Material | RES 1/10W, 430K ,1206 ,5% | Raw Material | NA | RESISTOR |  | 85322500 | [11 empty] | 1 | 0 | 0 | 1 | [11 empty] | 0 | [5 empty] | N/A | RES-SM-866 | RES-XXSM-XXXX-866-01
IM02276 | RES 1/10W, 470K ,1206 ,5% | RES-XXSM-XXXX-867-01 |  | FG | Nos | Nos | I-Inventory | RM-Raw Material | RES 1/10W, 470K ,1206 ,5% | Raw Material | NA | RESISTOR |  | 85322500 | [11 empty] | 1 | 0 | 0 | 1 | [11 empty] | 0 | [5 empty] | N/A | RES-SM-867 | RES-XXSM-XXXX-867-01
IM02277 | RES 1/10W, 510K ,1206 ,5% | RES-XXSM-XXXX-868-01 |  | FG | Nos | Nos | I-Inventory | RM-Raw Material | RES 1/10W, 510K ,1206 ,5% | Raw Material | NA | RESISTOR |  | 85322500 | [11 empty] | 1 | 0 | 0 | 1 | [11 empty] | 0 | [5 empty] | N/A | RES-SM-868 | RES-XXSM-XXXX-868-01
IM02278 | RES 1/10W, 560K ,1206 ,5% | RES-XXSM-XXXX-869-01 |  | FG | Nos | Nos | I-Inventory | RM-Raw Material | RES 1/10W, 560K ,1206 ,5% | Raw Material | NA | RESISTOR |  | 85322500 | [11 empty] | 1 | 0 | 0 | 1 | [11 empty] | 0 | [5 empty] | N/A | RES-SM-869 | RES-XXSM-XXXX-869-01
IM02279 | RES 1/10W, 620K ,1206 ,5% | RES-XXSM-XXXX-870-01 |  | FG | Nos | Nos | I-Inventory | RM-Raw Material | RES 1/10W, 620K ,1206 ,5% | Raw Material | NA | RESISTOR |  | 85322500 | [11 empty] | 1 | 0 | 0 | 1 | [11 empty] | 0 | [5 empty] | N/A | RES-SM-870 | RES-XXSM-XXXX-870-01
IM02280 | RES 1/10W, 680K ,1206 ,5% | RES-XXSM-XXXX-871-01 |  | FG | Nos | Nos | I-Inventory | RM-Raw Material | RES 1/10W, 680K ,1206 ,5% | Raw Material | NA | RESISTOR |  | 85322500 | [11 empty] | 1 | 0 | 0 | 1 | [11 empty] | 0 | [5 empty] | N/A | RES-SM-871 | RES-XXSM-XXXX-871-01
IM02281 | RES 1/10W, 750K ,1206 ,5% | RES-XXSM-XXXX-872-01 |  | FG | Nos | Nos | I-Inventory | RM-Raw Material | RES 1/10W, 750K ,1206 ,5% | Raw Material | NA | RESISTOR |  | 85322500 | [11 empty] | 1 | 0 | 0 | 1 | [11 empty] | 0 | [5 empty] | N/A | RES-SM-872 | RES-XXSM-XXXX-872-01
IM02282 | RES 1/10W, 820K ,1206 ,5% | RES-XXSM-XXXX-873-01 |  | FG | Nos | Nos | I-Inventory | RM-Raw Material | RES 1/10W, 820K ,1206 ,5% | Raw Material | NA | RESISTOR |  | 85322500 | [11 empty] | 1 | 0 | 0 | 1 | [11 empty] | 0 | [5 empty] | N/A | RES-SM-873 | RES-XXSM-XXXX-873-01
IM02283 | RES 1/10W, 910K ,1206 ,5% | RES-XXSM-XXXX-874-01 |  | FG | Nos | Nos | I-Inventory | RM-Raw Material | RES 1/10W, 910K ,1206 ,5% | Raw Material | NA | RESISTOR |  | 85322500 | [11 empty] | 1 | 0 | 0 | 1 | [11 empty] | 0 | [5 empty] | N/A | RES-SM-874 | RES-XXSM-XXXX-874-01
IM02284 | RES 1W, 150mE ,2512 ,1%, | RES-XXSM-XXXX-875-01 |  | FG | Nos | Nos | I-Inventory | RM-Raw Material | RES 1W, 150mE ,2512 ,1%, | Raw Material | NA | RESISTOR |  | 85322500 | [11 empty] | 1 | 0 | 0 | 1 | [11 empty] | Yageo Vishay | [5 empty] | PA2512FKF070R015E (Yageo) RCWE2512R150FKEA (Vishay) | RES-SM-875 | RES-XXSM-XXXX-875-01
IM02285 | Varistors 60VAC 10% 14mm StandarD | RES-XXMV-XXXX-002-01 |  | FG | Nos | Nos | I-Inventory | RM-Raw Material | Varistors 60VAC 10% 14mm StandarD | Raw Material | NA | RESISTOR |  | 85322500 | [11 empty] | 1 | 0 | 0 | 1 | [11 empty] | EPCOS | [5 empty] | N/A | RES-MV-002 | RES-XXMV-XXXX-002-01
IM02286 | Varistors 95VAC 10% 14mm StandarD | RES-XXMV-XXXX-003-01 |  | FG | Nos | Nos | I-Inventory | RM-Raw Material | Varistors 95VAC 10% 14mm StandarD | Raw Material | NA | RESISTOR |  | 85322500 | [11 empty] | 1 | 0 | 0 | 1 | [11 empty] | 0 | [5 empty] | B72214S0950K551 | RES-MV-003 | RES-XXMV-XXXX-003-01
IM02287 | Varistors 150VAC 10% 14mm StandarD | RES-XXMV-XXXX-004-01 |  | FG | Nos | Nos | I-Inventory | RM-Raw Material | Varistors 150VAC 10% 14mm StandarD | Raw Material | NA | RESISTOR |  | 85322500 | [11 empty] | 1 | 0 | 0 | 1 | [11 empty] | EPCOS | [5 empty] | B72214SO950K101 (EPCOS) | RES-MV-004 | RES-XXMV-XXXX-004-01
IM02288 | Varistors 40VAC 10% 10mm StandarD | RES-XXMV-XXXX-005-01 |  | FG | Nos | Nos | I-Inventory | RM-Raw Material | Varistors 40VAC 10% 10mm StandarD | Raw Material | NA | RESISTOR |  | 8533 | [11 empty] | 1 | 0 | 0 | 1 | [11 empty] | EPCOS | [5 empty] | S14K40 (EPCOS) | RES-MV-005 | RES-XXMV-XXXX-005-01
IM02289 | MORSUN QA151 DC/DC Converter | DCC-XXTH-XXXX-001-01 |  | FG | Nos | Nos | I-Inventory | RM-Raw Material | MORSUN QA151 DC/DC Converter | Raw Material | NA | Components |  | 85366990 | [11 empty] | 1 | 0 | 0 | 1 | [11 empty] | MORSUN | [5 empty] | QA151 (MORSUN) | DCC-TH-001 | DCC-XXTH-XXXX-001-01
IM02290 | BATTERY TERMINAL BIG (MN-1052-17) | BAT-XXTN-XXXX-001-01 |  | FG | Nos | Nos | I-Inventory | RM-Raw Material | BATTERY TERMINAL BIG (MN-1052-17) | Raw Material | NA | Components |  | 85322500 | [11 empty] | 1 | 0 | 0 | 1 | [11 empty] | MANN | [5 empty] | MN-1052-17 (MANN) | BAT-TN-001 | BAT-XXTN-XXXX-001-01
IM02291 | BATTERY TERMINAL SMALL (MN-1052-17A) | BAT-XXTN-XXXX-002-01 |  | FG | Nos | Nos | I-Inventory | RM-Raw Material | BATTERY TERMINAL SMALL (MN-1052-17A) | Raw Material | NA | Components |  | 85322500 | [11 empty] | 1 | 0 | 0 | 1 | [11 empty] | MANN | [5 empty] | MN-1052-17A (MANN) | BAT-TN-002 | BAT-XXTN-XXXX-002-01
IM02292 | Battery Terminal SNAP TYPE 6.4MM | SNP-XXBT-XXXX-001-01 |  | FG | Nos | Nos | I-Inventory | RM-Raw Material | Battery Terminal SNAP TYPE 6.4MM | Raw Material | NA | Components |  | 85322500 | [11 empty] | 1 | 0 | 0 | 1 | [11 empty] | MANN | [5 empty] | AVL | SNP-BT-001 | SNP-XXBT-XXXX-001-01
IM02293 | Relay SPDT 10A, 12VDC | RLY-XXTH-XXXX-001-01 |  | FG | Nos | Nos | I-Inventory | RM-Raw Material | Relay SPDT 10A, 12VDC | Raw Material | NA | Components |  | 85322500 | [11 empty] | 1 | 0 | 0 | 1 | [11 empty] | Rayex HONGFA | [5 empty] | LEG-12 (Rayex) HF3FF/12-1ZST (HONGFA) | RLY-TH-001 | RLY-XXTH-XXXX-001-01
IM02294 | 12VDC Relay 30Amp | RLY-XXTH-XXXX-002-01 |  | FG | Nos | Nos | I-Inventory | RM-Raw Material | 12VDC Relay 30Amp | Raw Material | NA | Components |  | 85322500 | [11 empty] | 1 | 0 | 0 | 1 | [11 empty] | LEONE | [5 empty] | L91CSDC12V (LEONE) | RLY-TH-002 | RLY-XXTH-XXXX-002-01
IM02295 | 12VDC Relay 40Amp | RLY-XXTH-XXXX-003-01 |  | FG | Nos | Nos | I-Inventory | RM-Raw Material | 12VDC Relay 40Amp | Raw Material | NA | Components |  | 85364900 | [11 empty] | 1 | 0 | 0 | 1 | [11 empty] | Rayex | [5 empty] | L902-12DL (Rayex) | RLY-TH-003 | RLY-XXTH-XXXX-003-01
IM02296 | DC Fuse Clip 6.4mm with strip | COM-XXOT-XXXX-001-01 |  | FG | Nos | Nos | I-Inventory | RM-Raw Material | DC Fuse Clip 6.4mm with strip | Raw Material | NA | Components |  | 85322500 | [11 empty] | 1 | 0 | 0 | 1 | [11 empty] | Protectron | [5 empty] | COM-OT-001 | COM-OT-001 | COM-XXOT-XXXX-001-01
IM02297 | Thermister NTC Sensor;10k@25Deg.C with wire & 3mm thimble (JR/103R5M3L101)& Part No.STH103R2M3LI5I | COM-XXOT-XXXX-002-01 |  | FG | Nos | Nos | I-Inventory | RM-Raw Material | Thermister NTC Sensor;10k@25Deg.C with wire & 3mm thimble (JR/103R5M3L101)& Part No.STH103R2M3LI5I | Raw Material | NA | Components |  | 85322500 | [11 empty] | 1 | 0 | 0 | 1 | [11 empty] | DeemSensing/ExaThermometrics/ Thinking Electronics | [5 empty] | STH103R2M3LI5I JR/103R5M3L101 | COM-OT-002 | COM-XXOT-XXXX-002-01
IM02298 | THERMAL PAD 247 | COM-XXOT-XXXX-003-01 |  | FG | Nos | Nos | I-Inventory | RM-Raw Material | THERMAL PAD 247 | Raw Material | NA | Components |  | 85322500 | [11 empty] | 1 | 0 | 0 | 1 | [11 empty] | AVL | [5 empty] | AVL | COM-OT-003 | COM-XXOT-XXXX-003-01
IM02299 | NTC Bead Thermister Sensor;10k@25Deg.C With Lead | COM-XXOT-XXXX-004-01 |  | FG | Nos | Nos | I-Inventory | RM-Raw Material | NTC Bead Thermister Sensor;10k@25Deg.C With Lead | Raw Material | NA | Components |  | 85334030 | [11 empty] | 1 | 0 | 0 | 1 | [11 empty] | THERMOSEN | [5 empty] | TNT-10052 (THERMOSEN) | COM-OT-004 | COM-XXOT-XXXX-004-01
IM02300 | Glass Epoxy Sheet 0.5 to 0.8mm 70X19MM BOTTOM SIDE OF THE HEAT SINK | SPS-XXES-XXXX-001-01 |  | FG | Nos | Nos | I-Inventory | RM-Raw Material | Glass Epoxy Sheet 0.5 to 0.8mm 70X19MM BOTTOM SIDE OF THE HEAT SINK | Raw Material | NA | Components |  | 85322500 | [11 empty] | 1 | 0 | 0 | 1 | [11 empty] | AVL | [5 empty] | SPS-ES-001-01 | SPS-ES-001-01 | SPS-XXES-XXXX-001-01
IM02301 | Glass Epoxy Sheet 0.5 to 0.8mm 90X19MM BOTTOM SIDE OF THE HEAT SINK | SPS-XXES-XXXX-002-01 |  | FG | Nos | Nos | I-Inventory | RM-Raw Material | Glass Epoxy Sheet 0.5 to 0.8mm 90X19MM BOTTOM SIDE OF THE HEAT SINK | Raw Material | NA | Components |  | 85322500 | [11 empty] | 1 | 0 | 0 | 1 | [11 empty] | AVL | [5 empty] | SPS-ES-002-01 | SPS-ES-002-01 | SPS-XXES-XXXX-002-01
IM02302 | Glass Epoxy Sheet 0.5 to 0.8mm 114X19MM BOTTOM SIDE OF THE HEAT SINK | SPS-XXES-XXXX-003-01 |  | FG | Nos | Nos | I-Inventory | RM-Raw Material | Glass Epoxy Sheet 0.5 to 0.8mm 114X19MM BOTTOM SIDE OF THE HEAT SINK | Raw Material | NA | Components |  | 85469010 | [11 empty] | 1 | 0 | 0 | 1 | [11 empty] | AVL | [5 empty] | SPS-ES-003-01 | SPS-ES-003-01 | SPS-XXES-XXXX-003-01
IM02303 | Moisture Meter | SPS-XXEQ-XXXX-001-01 |  | FG | Nos | Nos | I-Inventory | RM-Raw Material | Moisture Meter | Raw Material | NA | EQUIPMENT |  | 9027 | [11 empty] | 1 | 0 | 0 | 1 | [11 empty] | 0 | [5 empty] | N/A | SPS-EQ-001-01 | SPS-XXEQ-XXXX-001-01
IM02304 | MOSFET BENDING TOOL | SPS-XXTL-XXXX-001-01 |  | FG | Nos | Nos | I-Inventory | RM-Raw Material | MOSFET BENDING TOOL | Raw Material | NA | TOOL |  | 85322500 | [11 empty] | 1 | 0 | 0 | 1 | [11 empty] | 0 | [5 empty] | N/A | SPS-TL-001-01 | SPS-XXTL-XXXX-001-01
IM02305 | Iron Bit 25W | SPS-XXTL-XXXX-002-01 |  | FG | Nos | Nos | I-Inventory | RM-Raw Material | Iron Bit 25W | Raw Material | NA | TOOL |  | 85322500 | [11 empty] | 1 | 0 | 0 | 1 | [11 empty] | 0 | [5 empty] | N/A | SPS-TL-002-01 | SPS-XXTL-XXXX-002-01
IM02306 | Iron Bit 35W | SPS-XXTL-XXXX-003-01 |  | FG | Nos | Nos | I-Inventory | RM-Raw Material | Iron Bit 35W | Raw Material | NA | TOOL |  | 85322500 | [11 empty] | 1 | 0 | 0 | 1 | [11 empty] | 0 | [5 empty] | N/A | SPS-TL-003-01 | SPS-XXTL-XXXX-003-01
IM02307 | Iron Bit 50W | SPS-XXTL-XXXX-004-01 |  | FG | Nos | Nos | I-Inventory | RM-Raw Material | Iron Bit 50W | Raw Material | NA | TOOL |  | 85322500 | [11 empty] | 1 | 0 | 0 | 1 | [11 empty] | 0 | [5 empty] | N/A | SPS-TL-004-01 | SPS-XXTL-XXXX-004-01
IM02308 | Soldering iron 25W | SPS-XXTL-XXXX-005-01 |  | FG | Nos | Nos | I-Inventory | RM-Raw Material | Soldering iron 25W | Raw Material | NA | TOOL |  | 85322500 | [11 empty] | 1 | 0 | 0 | 1 | [11 empty] | 0 | [5 empty] | N/A | SPS-TL-005-01 | SPS-XXTL-XXXX-005-01
IM02309 | Soldering iron 35W | SPS-XXTL-XXXX-006-01 |  | FG | Nos | Nos | I-Inventory | RM-Raw Material | Soldering iron 35W | Raw Material | NA | TOOL |  | 85322500 | [11 empty] | 1 | 0 | 0 | 1 | [11 empty] | 0 | [5 empty] | N/A | SPS-TL-006-01 | SPS-XXTL-XXXX-006-01
IM02310 | Soldering iron 50W | SPS-XXTL-XXXX-007-01 |  | FG | Nos | Nos | I-Inventory | RM-Raw Material | Soldering iron 50W | Raw Material | NA | TOOL |  | 85322500 | [11 empty] | 1 | 0 | 0 | 1 | [11 empty] | 0 | [5 empty] | N/A | SPS-TL-007-01 | SPS-XXTL-XXXX-007-01
IM02311 | Spanner 10/11 | SPS-XXTL-XXXX-008-01 |  | FG | Nos | Nos | I-Inventory | RM-Raw Material | Spanner 10/11 | Raw Material | NA | TOOL |  | 85322500 | [11 empty] | 1 | 0 | 0 | 1 | [11 empty] | 0 | [5 empty] | N/A | SPS-TL-008-01 | SPS-XXTL-XXXX-008-01
IM02312 | Spanner 12/13 | SPS-XXTL-XXXX-009-01 |  | FG | Nos | Nos | I-Inventory | RM-Raw Material | Spanner 12/13 | Raw Material | NA | TOOL |  | 85322500 | [11 empty] | 1 | 0 | 0 | 1 | [11 empty] | 0 | [5 empty] | N/A | SPS-TL-009-01 | SPS-XXTL-XXXX-009-01
IM02313 | Spanner 14/15 | SPS-XXTL-XXXX-010-01 |  | FG | Nos | Nos | I-Inventory | RM-Raw Material | Spanner 14/15 | Raw Material | NA | TOOL |  | 85322500 | [11 empty] | 1 | 0 | 0 | 1 | [11 empty] | 0 | [5 empty] | N/A | SPS-TL-010-01 | SPS-XXTL-XXXX-010-01
IM02314 | Nose plier | SPS-XXTL-XXXX-011-01 |  | FG | Nos | Nos | I-Inventory | RM-Raw Material | Nose plier | Raw Material | NA | TOOL |  | 85322500 | [11 empty] | 1 | 0 | 0 | 1 | [11 empty] | 0 | [5 empty] | N/A | SPS-TL-011-01 | SPS-XXTL-XXXX-011-01
IM02315 | Plier | SPS-XXTL-XXXX-012-01 |  | FG | Nos | Nos | I-Inventory | RM-Raw Material | Plier | Raw Material | NA | TOOL |  | 85322500 | [11 empty] | 1 | 0 | 0 | 1 | [11 empty] | 0 | [5 empty] | N/A | SPS-TL-012-01 | SPS-XXTL-XXXX-012-01
IM02316 | Screw Driver Big 903 | SPS-XXTL-XXXX-013-01 |  | FG | Nos | Nos | I-Inventory | RM-Raw Material | Screw Driver Big 903 | Raw Material | NA | TOOL |  | 85322500 | [11 empty] | 1 | 0 | 0 | 1 | [11 empty] | 0 | [5 empty] | N/A | SPS-TL-013-01 | SPS-XXTL-XXXX-013-01
IM02317 | T Handle 07No. | SPS-XXTL-XXXX-014-01 |  | FG | Nos | Nos | I-Inventory | RM-Raw Material | T Handle 07No. | Raw Material | NA | TOOL |  | 85322500 | [11 empty] | 1 | 0 | 0 | 1 | [11 empty] | 0 | [5 empty] | N/A | SPS-TL-014-01 | SPS-XXTL-XXXX-014-01
IM02318 | T Handle 08No. | SPS-XXTL-XXXX-015-01 |  | FG | Nos | Nos | I-Inventory | RM-Raw Material | T Handle 08No. | Raw Material | NA | TOOL |  | 85322500 | [11 empty] | 1 | 0 | 0 | 1 | [11 empty] | 0 | [5 empty] | N/A | SPS-TL-015-01 | SPS-XXTL-XXXX-015-01
IM02319 | T Handle 10No. | SPS-XXTL-XXXX-016-01 |  | FG | Nos | Nos | I-Inventory | RM-Raw Material | T Handle 10No. | Raw Material | NA | TOOL |  | 85322500 | [11 empty] | 1 | 0 | 0 | 1 | [11 empty] | 0 | [5 empty] | N/A | SPS-TL-016-01 | SPS-XXTL-XXXX-016-01
IM02320 | Hammer | SPS-XXTL-XXXX-017-01 |  | FG | Nos | Nos | I-Inventory | RM-Raw Material | Hammer | Raw Material | NA | TOOL |  | 85322500 | [11 empty] | 1 | 0 | 0 | 1 | [11 empty] | 0 | [5 empty] | N/A | SPS-TL-017 | SPS-XXTL-XXXX-017-01
IM02321 | Numetic T-35 PB | SPS-XXTL-XXXX-018-01 |  | FG | Nos | Nos | I-Inventory | RM-Raw Material | Numetic T-35 PB | Raw Material | NA | TOOL |  | 85322500 | [11 empty] | 1 | 0 | 0 | 1 | [11 empty] | 0 | [5 empty] | N/A | SPS-TL-018 | SPS-XXTL-XXXX-018-01
IM02322 | Numetic T-48 PB | SPS-XXTL-XXXX-019-01 |  | FG | Nos | Nos | I-Inventory | RM-Raw Material | Numetic T-48 PB | Raw Material | NA | TOOL |  | 85322500 | [11 empty] | 1 | 0 | 0 | 1 | [11 empty] | 0 | [5 empty] | N/A | SPS-TL-019 | SPS-XXTL-XXXX-019-01
IM02323 | Numetic RY-8H | SPS-XXTL-XXXX-020-01 |  | FG | Nos | Nos | I-Inventory | RM-Raw Material | Numetic RY-8H | Raw Material | NA | TOOL |  | 85322500 | [11 empty] | 1 | 0 | 0 | 1 | [11 empty] | 0 | [5 empty] | N/A | SPS-TL-020 | SPS-XXTL-XXXX-020-01
IM02324 | Spanner 8/9 | SPS-XXTL-XXXX-021-01 |  | FG | Nos | Nos | I-Inventory | RM-Raw Material | Spanner 8/9 | Raw Material | NA | TOOL |  | 85322500 | [11 empty] | 1 | 0 | 0 | 1 | [11 empty] | 0 | [5 empty] | N/A | SPS-TL-021 | SPS-XXTL-XXXX-021-01
IM02325 | Spanner 16/17 | SPS-XXTL-XXXX-022-01 |  | FG | Nos | Nos | I-Inventory | RM-Raw Material | Spanner 16/17 | Raw Material | NA | TOOL |  | 85322500 | [11 empty] | 1 | 0 | 0 | 1 | [11 empty] | 0 | [5 empty] | N/A | SPS-TL-022 | SPS-XXTL-XXXX-022-01
IM02326 | Taping Bit 3mm | SPS-XXTL-XXXX-023-01 |  | FG | Nos | Nos | I-Inventory | RM-Raw Material | Taping Bit 3mm | Raw Material | NA | TOOL |  | 85322500 | [11 empty] | 1 | 0 | 0 | 1 | [11 empty] | 0 | [5 empty] | N/A | SPS-TL-023 | SPS-XXTL-XXXX-023-01
IM02327 | Taping Bit 4mm | SPS-XXTL-XXXX-024-01 |  | FG | Nos | Nos | I-Inventory | RM-Raw Material | Taping Bit 4mm | Raw Material | NA | TOOL |  | 85322500 | [11 empty] | 1 | 0 | 0 | 1 | [11 empty] | 0 | [5 empty] | N/A | SPS-TL-024 | SPS-XXTL-XXXX-024-01
IM02328 | Numetic Bit 75mm | SPS-XXTL-XXXX-025-01 |  | FG | Nos | Nos | I-Inventory | RM-Raw Material | Numetic Bit 75mm | Raw Material | NA | TOOL |  | 85322500 | [11 empty] | 1 | 0 | 0 | 1 | [11 empty] | 0 | [5 empty] | N/A | SPS-TL-025 | SPS-XXTL-XXXX-025-01
IM02329 | Numetic Bit 150mm | SPS-XXTL-XXXX-026-01 |  | FG | Nos | Nos | I-Inventory | RM-Raw Material | Numetic Bit 150mm | Raw Material | NA | TOOL |  | 85322500 | [11 empty] | 1 | 0 | 0 | 1 | [11 empty] | 0 | [5 empty] | N/A | SPS-TL-026 | SPS-XXTL-XXXX-026-01
IM02330 | Temperature Iron | SPS-XXTL-XXXX-027-01 |  | FG | Nos | Nos | I-Inventory | RM-Raw Material | Temperature Iron | Raw Material | NA | TOOL |  | 85322500 | [11 empty] | 1 | 0 | 0 | 1 | [11 empty] | 0 | [5 empty] | N/A | SPS-TL-027 | SPS-XXTL-XXXX-027-01
IM02331 | Pcb Cutter | SPS-XXTL-XXXX-028-01 |  | FG | Nos | Nos | I-Inventory | RM-Raw Material | Pcb Cutter | Raw Material | NA | TOOL |  | 85322500 | [11 empty] | 1 | 0 | 0 | 1 | [11 empty] | 0 | [5 empty] | N/A | SPS-TL-028 | SPS-XXTL-XXXX-028-01
IM02332 | Power Cutter | SPS-XXTL-XXXX-029-01 |  | FG | Nos | Nos | I-Inventory | RM-Raw Material | Power Cutter | Raw Material | NA | TOOL |  | 85322500 | [11 empty] | 1 | 0 | 0 | 1 | [11 empty] | 0 | [5 empty] | N/A | SPS-TL-029 | SPS-XXTL-XXXX-029-01
IM02333 | Thimble Clamper | SPS-XXTL-XXXX-030-01 |  | FG | Nos | Nos | I-Inventory | RM-Raw Material | Thimble Clamper | Raw Material | NA | TOOL |  | 85322500 | [11 empty] | 1 | 0 | 0 | 1 | [11 empty] | 0 | [5 empty] | N/A | SPS-TL-030 | SPS-XXTL-XXXX-030-01
IM02334 | Solder Pot | SPS-XXTL-XXXX-031-01 |  | FG | Nos | Nos | I-Inventory | RM-Raw Material | Solder Pot | Raw Material | NA | TOOL |  | 85322500 | [11 empty] | 1 | 0 | 0 | 1 | [11 empty] | 0 | [5 empty] | N/A | SPS-TL-031 | SPS-XXTL-XXXX-031-01
IM02335 | Heat Gun | SPS-XXTL-XXXX-032-01 |  | FG | Nos | Nos | I-Inventory | RM-Raw Material | Heat Gun | Raw Material | NA | TOOL |  | 85322500 | [11 empty] | 1 | 0 | 0 | 1 | [11 empty] | 0 | [5 empty] | N/A | SPS-TL-032 | SPS-XXTL-XXXX-032-01
IM02336 | T Handle-13mm | SPS-XXTL-XXXX-033-01 |  | FG | Nos | Nos | I-Inventory | RM-Raw Material | T Handle-13mm | Raw Material | NA | TOOL |  | 85322500 | [11 empty] | 1 | 0 | 0 | 1 | [11 empty] | 0 | [5 empty] | N/A | SPS-TL-033 | SPS-XXTL-XXXX-033-01
IM02337 | Glue gun | SPS-XXTL-XXXX-034-01 |  | FG | Nos | Nos | I-Inventory | RM-Raw Material | Glue gun | Raw Material | NA | TOOL |  | 85322500 | [11 empty] | 1 | 0 | 0 | 1 | [11 empty] | 0 | [5 empty] | N/A | SPS-TL-034 | SPS-XXTL-XXXX-034-01
IM02338 | Multimeter | SPS-XXTL-XXXX-035-01 |  | FG | Nos | Nos | I-Inventory | RM-Raw Material | Multimeter | Raw Material | NA | TOOL |  | 85322500 | [11 empty] | 1 | 0 | 0 | 1 | [11 empty] | 0 | [5 empty] | N/A | SPS-TL-035 | SPS-XXTL-XXXX-035-01
IM02339 | Clamp Meter | SPS-XXTL-XXXX-036-01 |  | FG | Nos | Nos | I-Inventory | RM-Raw Material | Clamp Meter | Raw Material | NA | TOOL |  | 85322500 | [11 empty] | 1 | 0 | 0 | 1 | [11 empty] | 0 | [5 empty] | N/A | SPS-TL-036 | SPS-XXTL-XXXX-036-01
IM02340 | Paper Cutter | SPS-XXTL-XXXX-037-01 |  | FG | Nos | Nos | I-Inventory | RM-Raw Material | Paper Cutter | Raw Material | NA | TOOL |  | 85322500 | [11 empty] | 1 | 0 | 0 | 1 | [11 empty] | 0 | [5 empty] | N/A | SPS-TL-037 | SPS-XXTL-XXXX-037-01
IM02341 | Paper Cutter Blade | SPS-XXTL-XXXX-038-01 |  | FG | Nos | Nos | I-Inventory | RM-Raw Material | Paper Cutter Blade | Raw Material | NA | TOOL |  | 85322500 | [11 empty] | 1 | 0 | 0 | 1 | [11 empty] | 0 | [5 empty] | N/A | SPS-TL-038 | SPS-XXTL-XXXX-038-01
IM02342 | Tape Dispenser 1" | SPS-XXTL-XXXX-039-01 |  | FG | Nos | Nos | I-Inventory | RM-Raw Material | Tape Dispenser 1" | Raw Material | NA | TOOL |  | 85322500 | [11 empty] | 1 | 0 | 0 | 1 | [11 empty] | 0 | [5 empty] | N/A | SPS-TL-039 | SPS-XXTL-XXXX-039-01
IM02343 | Tape Dispenser 3" | SPS-XXTL-XXXX-040-01 |  | FG | Nos | Nos | I-Inventory | RM-Raw Material | Tape Dispenser 3" | Raw Material | NA | TOOL |  | 85322500 | [11 empty] | 1 | 0 | 0 | 1 | [11 empty] | 0 | [5 empty] | N/A | SPS-TL-040 | SPS-XXTL-XXXX-040-01
IM02344 | Twiser | SPS-XXTL-XXXX-041-01 |  | FG | Nos | Nos | I-Inventory | RM-Raw Material | Twiser | Raw Material | NA | TOOL |  | 85322500 | [11 empty] | 1 | 0 | 0 | 1 | [11 empty] | 0 | [5 empty] | N/A | SPS-TL-041 | SPS-XXTL-XXXX-041-01
IM02345 | Scissor | SPS-XXTL-XXXX-042-01 |  | FG | Nos | Nos | I-Inventory | RM-Raw Material | Scissor | Raw Material | NA | TOOL |  | 85322500 | [11 empty] | 1 | 0 | 0 | 1 | [11 empty] | 0 | [5 empty] | N/A | SPS-TL-042 | SPS-XXTL-XXXX-042-01
IM02346 | Battery 9Volt for multimeter | SPS-XXTL-XXXX-043-01 |  | FG | Nos | Nos | I-Inventory | RM-Raw Material | Battery 9Volt for multimeter | Raw Material | NA | TOOL |  | 85322500 | [11 empty] | 1 | 0 | 0 | 1 | [11 empty] | 0 | [5 empty] | N/A | SPS-TL-043 | SPS-XXTL-XXXX-043-01
IM02347 | Pencil Cell AA | SPS-XXTL-XXXX-044-01 |  | FG | Nos | Nos | I-Inventory | RM-Raw Material | Pencil Cell AA | Raw Material | NA | TOOL |  | 85322500 | [11 empty] | 1 | 0 | 0 | 1 | [11 empty] | 0 | [5 empty] | N/A | SPS-TL-044 | SPS-XXTL-XXXX-044-01
IM02348 | Pencil Cell AAA | SPS-XXTL-XXXX-045-01 |  | FG | Nos | Nos | I-Inventory | RM-Raw Material | Pencil Cell AAA | Raw Material | NA | TOOL |  | 85322500 | [11 empty] | 1 | 0 | 0 | 1 | [11 empty] | 0 | [5 empty] | N/A | SPS-TL-045 | SPS-XXTL-XXXX-045-01
IM02349 | Heat Gun Element (BOSCH) | SPS-XXTL-XXXX-046-01 |  | FG | Nos | Nos | I-Inventory | RM-Raw Material | Heat Gun Element (BOSCH) | Raw Material | NA | TOOL |  | 85322500 | [11 empty] | 1 | 0 | 0 | 1 | [11 empty] | 0 | [5 empty] | N/A | SPS-TL-046 | SPS-XXTL-XXXX-046-01
IM02350 | Pen Marker | SPS-XXTL-XXXX-047-01 |  | FG | Nos | Nos | I-Inventory | RM-Raw Material | Pen Marker | Raw Material | NA | TOOL |  | 85322500 | [11 empty] | 1 | 0 | 0 | 1 | [11 empty] | 0 | [5 empty] | N/A | SPS-TL-047 | SPS-XXTL-XXXX-047-01
IM02351 | Permanent Marker | SPS-XXTL-XXXX-048-01 |  | FG | Nos | Nos | I-Inventory | RM-Raw Material | Permanent Marker | Raw Material | NA | TOOL |  | 85322500 | [11 empty] | 1 | 0 | 0 | 1 | [11 empty] | 0 | [5 empty] | N/A | SPS-TL-048 | SPS-XXTL-XXXX-048-01
IM02352 | White Board Marker | SPS-XXTL-XXXX-049-01 |  | FG | Nos | Nos | I-Inventory | RM-Raw Material | White Board Marker | Raw Material | NA | TOOL |  | 85322500 | [11 empty] | 1 | 0 | 0 | 1 | [11 empty] | 0 | [5 empty] | N/A | SPS-TL-049 | SPS-XXTL-XXXX-049-01
IM02353 | Duster (For System Cleaning) | SPS-XXTL-XXXX-050-01 |  | FG | Nos | Nos | I-Inventory | RM-Raw Material | Duster (For System Cleaning) | Raw Material | NA | TOOL |  | 85322500 | [11 empty] | 1 | 0 | 0 | 1 | [11 empty] | 0 | [5 empty] | N/A | SPS-TL-050 | SPS-XXTL-XXXX-050-01
IM02354 | Crocodile Clip Big | SPS-XXTL-XXXX-051-01 |  | FG | Nos | Nos | I-Inventory | RM-Raw Material | Crocodile Clip Big | Raw Material | NA | TOOL |  | 85322500 | [11 empty] | 1 | 0 | 0 | 1 | [11 empty] | 0 | [5 empty] | N/A | SPS-TL-051 | SPS-XXTL-XXXX-051-01
IM02355 | Crocodile Clip Small | SPS-XXTL-XXXX-052-01 |  | FG | Nos | Nos | I-Inventory | RM-Raw Material | Crocodile Clip Small | Raw Material | NA | TOOL |  | 85322500 | [11 empty] | 1 | 0 | 0 | 1 | [11 empty] | 0 | [5 empty] | N/A | SPS-TL-052 | SPS-XXTL-XXXX-052-01
IM02356 | Numetic Air Gun | SPS-XXTL-XXXX-053-01 |  | FG | Nos | Nos | I-Inventory | RM-Raw Material | Numetic Air Gun | Raw Material | NA | TOOL |  | 85322500 | [11 empty] | 1 | 0 | 0 | 1 | [11 empty] | 0 | [5 empty] | N/A | SPS-TL-053 | SPS-XXTL-XXXX-053-01
IM02357 | Numetic Goti 8 | SPS-XXTL-XXXX-054-01 |  | FG | Nos | Nos | I-Inventory | RM-Raw Material | Numetic Goti 8 | Raw Material | NA | TOOL |  | 85322500 | [11 empty] | 1 | 0 | 0 | 1 | [11 empty] | 0 | [5 empty] | N/A | SPS-TL-054 | SPS-XXTL-XXXX-054-01
IM02358 | Numetic Goti 10 | SPS-XXTL-XXXX-055-01 |  | FG | Nos | Nos | I-Inventory | RM-Raw Material | Numetic Goti 10 | Raw Material | NA | TOOL |  | 85322500 | [11 empty] | 1 | 0 | 0 | 1 | [11 empty] | 0 | [5 empty] | N/A | SPS-TL-055 | SPS-XXTL-XXXX-055-01
IM02359 | Numetic Goti 13 | SPS-XXTL-XXXX-056-01 |  | FG | Nos | Nos | I-Inventory | RM-Raw Material | Numetic Goti 13 | Raw Material | NA | TOOL |  | 85322500 | [11 empty] | 1 | 0 | 0 | 1 | [11 empty] | 0 | [5 empty] | N/A | SPS-TL-056 | SPS-XXTL-XXXX-056-01
IM02360 | Spanner 17/18 | SPS-XXTL-XXXX-057-01 |  | FG | Nos | Nos | I-Inventory | RM-Raw Material | Spanner 17/18 | Raw Material | NA | TOOL |  | 85322500 | [11 empty] | 1 | 0 | 0 | 1 | [11 empty] | 0 | [5 empty] | N/A | SPS-TL-057 | SPS-XXTL-XXXX-057-01
IM02361 | BATTERY CHARGER 12V | SPS-XXTL-XXXX-058-01 |  | FG | Nos | Nos | I-Inventory | RM-Raw Material | BATTERY CHARGER 12V | Raw Material | NA | TOOL |  | 85322500 | [11 empty] | 1 | 0 | 0 | 1 | [11 empty] | 0 | [5 empty] | N/A | SPS-TL-058 | SPS-XXTL-XXXX-058-01
IM02362 | BATTERY CHARGER 24V | SPS-XXTL-XXXX-059-01 |  | FG | Nos | Nos | I-Inventory | RM-Raw Material | BATTERY CHARGER 24V | Raw Material | NA | TOOL |  | 85322500 | [11 empty] | 1 | 0 | 0 | 1 | [11 empty] | 0 | [5 empty] | N/A | SPS-TL-059 | SPS-XXTL-XXXX-059-01
IM02363 | Desoldering Pump | SPS-XXTL-XXXX-060-01 |  | FG | Nos | Nos | I-Inventory | RM-Raw Material | Desoldering Pump | Raw Material | NA | TOOL |  | 85322500 | [11 empty] | 1 | 0 | 0 | 1 | [11 empty] | 0 | [5 empty] | N/A | SPS-TL-060 | SPS-XXTL-XXXX-060-01
IM02364 | Temperature Iron BIT 60W ESTOVIR,1.2MM | SPS-XXTL-XXXX-061-01 |  | FG | Nos | Nos | I-Inventory | RM-Raw Material | Temperature Iron BIT 60W ESTOVIR,1.2MM | Raw Material | NA | TOOL |  | 85322500 | [11 empty] | 1 | 0 | 0 | 1 | [11 empty] | 0 | [5 empty] | N/A | SPS-TL-061 | SPS-XXTL-XXXX-061-01
IM02365 | Temperature Iron BIT 100W ESTOVIR, 2.3MM | SPS-XXTL-XXXX-062-01 |  | FG | Nos | Nos | I-Inventory | RM-Raw Material | Temperature Iron BIT 100W ESTOVIR, 2.3MM | Raw Material | NA | TOOL |  | 85322500 | [11 empty] | 1 | 0 | 0 | 1 | [11 empty] | 0 | [5 empty] | N/A | SPS-TL-062 | SPS-XXTL-XXXX-062-01
IM02366 | Temperature Iron BIT Cleaning Sponge | SPS-XXTL-XXXX-063-01 |  | FG | Nos | Nos | I-Inventory | RM-Raw Material | Temperature Iron BIT Cleaning Sponge | Raw Material | NA | TOOL |  | 85322500 | [11 empty] | 1 | 0 | 0 | 1 | [11 empty] | 0 | [5 empty] | N/A | SPS-TL-063 | SPS-XXTL-XXXX-063-01
IM02367 | Screw driver small 904 | SPS-XXTL-XXXX-064-01 |  | FG | Nos | Nos | I-Inventory | RM-Raw Material | Screw driver small 904 | Raw Material | NA | TOOL |  | 85322500 | [11 empty] | 1 | 0 | 0 | 1 | [11 empty] | 0 | [5 empty] | N/A | SPS-TL-064 | SPS-XXTL-XXXX-064-01
IM02368 | Iron Bit 0.8mm | SPS-XXTL-XXXX-065-01 |  | FG | Nos | Nos | I-Inventory | RM-Raw Material | Iron Bit 0.8mm | Raw Material | NA | TOOL |  | 85322500 | [11 empty] | 1 | 0 | 0 | 1 | [11 empty] | 0 | [5 empty] | N/A | SPS-TL-065 | SPS-XXTL-XXXX-065-01
IM02369 | Iron stand | SPS-XXTL-XXXX-066-01 |  | FG | Nos | Nos | I-Inventory | RM-Raw Material | Iron stand | Raw Material | NA | TOOL |  | 85322500 | [11 empty] | 1 | 0 | 0 | 1 | [11 empty] | 0 | [5 empty] | N/A | SPS-TL-066 | SPS-XXTL-XXXX-066-01
IM02370 | ICP2POTR(G3)-P | SPS-XXTL-XXXX-067-01 |  | FG | Nos | Nos | I-Inventory | RM-Raw Material | ICP2POTR(G3)-P | Raw Material | NA | TOOL |  | 8465 | [11 empty] | 1 | 0 | 0 | 1 | [11 empty] | 0 | [5 empty] | N/A | SPS-TL-067 | SPS-XXTL-XXXX-067-01
IM02371 | BATERY CHARGER 120 VOLT (15 AMP OUT PUT DC IN PUT AC 220 VOLT AIR COOLED BATTERY CHARGER ROTERY SWICH COTROL MANNUAL CHARGER) | SPS-XXTL-XXXX-068-01 |  | FG | Nos | Nos | I-Inventory | RM-Raw Material | BATERY CHARGER 120 VOLT (15 AMP OUT PUT DC IN PUT AC 220 VOLT AIR COOLED BATTERY CHARGER ROTERY SWICH COTROL MANNUAL CHARGER) | Raw Material | NA | TOOL |  | 85044030 | [11 empty] | 1 | 0 | 0 | 1 | [11 empty] | 0 | [5 empty] | N/A | SPS-TL-068 | SPS-XXTL-XXXX-068-01
IM02372 | Dairy | SPS-XXMR-XXXX-001-01 |  | FG | Nos | Nos | I-Inventory | RM-Raw Material | Dairy | Raw Material | NA | Marketing |  | 4820 | [11 empty] | 1 | 0 | 0 | 1 | [11 empty] | 0 | [5 empty] | N/A | SPS-MR-001 | SPS-XXMR-XXXX-001-01
IM02373 | Shirt | SPS-XXMR-XXXX-002-01 |  | FG | Nos | Nos | I-Inventory | RM-Raw Material | Shirt | Raw Material | NA | Marketing |  | 6205 | [11 empty] | 1 | 0 | 0 | 1 | [11 empty] | 0 | [5 empty] | N/A | SPS-MR-002 | SPS-XXMR-XXXX-002-01
IM02374 | T-Shirt (Smarten) | SPS-XXMR-XXXX-003-01 |  | FG | Nos | Nos | I-Inventory | RM-Raw Material | T-Shirt (Smarten) | Raw Material | NA | Marketing |  | 6109 | [11 empty] | 1 | 0 | 0 | 1 | [11 empty] | 0 | [5 empty] | N/A | SPS-MR-003 | SPS-XXMR-XXXX-003-01
IM02375 | T-Shirt (SPL) | SPS-XXMR-XXXX-004-01 |  | FG | Nos | Nos | I-Inventory | RM-Raw Material | T-Shirt (SPL) | Raw Material | NA | Marketing |  | 6109 | [11 empty] | 1 | 0 | 0 | 1 | [11 empty] | 0 | [5 empty] | N/A | SPS-MR-004 | SPS-XXMR-XXXX-004-01
IM02376 | Executive Bag | SPS-XXMR-XXXX-005-01 |  | FG | Nos | Nos | I-Inventory | RM-Raw Material | Executive Bag | Raw Material | NA | Marketing |  | 42021910 | [11 empty] | 1 | 0 | 0 | 1 | [11 empty] | 0 | [5 empty] | N/A | SPS-MR-005 | SPS-XXMR-XXXX-005-01
IM02377 | Cap | SPS-XXMR-XXXX-006-01 |  | FG | Nos | Nos | I-Inventory | RM-Raw Material | Cap | Raw Material | NA | Marketing |  | 6505 | [11 empty] | 1 | 0 | 0 | 1 | [11 empty] | 0 | [5 empty] | N/A | SPS-MR-006 | SPS-XXMR-XXXX-006-01
IM02378 | Mug | SPS-XXMR-XXXX-007-01 |  | FG | Nos | Nos | I-Inventory | RM-Raw Material | Mug | Raw Material | NA | Marketing |  | 7013 | [11 empty] | 1 | 0 | 0 | 1 | [11 empty] | 0 | [5 empty] | N/A | SPS-MR-007 | SPS-XXMR-XXXX-007-01
IM02379 | Idol Ganesh Ji | SPS-XXMR-XXXX-008-01 |  | FG | Nos | Nos | I-Inventory | RM-Raw Material | Idol Ganesh Ji | Raw Material | NA | Marketing |  | 7013 | [11 empty] | 1 | 0 | 0 | 1 | [11 empty] | 0 | [5 empty] | N/A | SPS-MR-008 | SPS-XXMR-XXXX-008-01
IM02380 | Glass Set (4Pcs) | SPS-XXMR-XXXX-009-01 |  | FG | Nos | Nos | I-Inventory | RM-Raw Material | Glass Set (4Pcs) | Raw Material | NA | Marketing |  | 70134900 | [11 empty] | 1 | 0 | 0 | 1 | [11 empty] | 0 | [5 empty] | N/A | SPS-MR-009 | SPS-XXMR-XXXX-009-01
IM02381 | KEY HANGER | SPS-XXMR-XXXX-010-01 |  | FG | Nos | Nos | I-Inventory | RM-Raw Material | KEY HANGER | Raw Material | NA | Marketing |  | 3926 | [11 empty] | 1 | 0 | 0 | 1 | [11 empty] | 0 | [5 empty] | N/A | SPS-MR-010 | SPS-XXMR-XXXX-010-01
IM02382 | PEN (RED) | SPS-XXMR-XXXX-011-01 |  | FG | Nos | Nos | I-Inventory | RM-Raw Material | PEN (RED) | Raw Material | NA | Marketing |  | 9608 | [11 empty] | 1 | 0 | 0 | 1 | [11 empty] | 0 | [5 empty] | N/A | SPS-MR-011 | SPS-XXMR-XXXX-011-01
IM02383 | PEN (BLUE) | SPS-XXMR-XXXX-012-01 |  | FG | Nos | Nos | I-Inventory | RM-Raw Material | PEN (BLUE) | Raw Material | NA | Marketing |  | 9608 | [11 empty] | 1 | 0 | 0 | 1 | [11 empty] | 0 | [5 empty] | N/A | SPS-MR-012 | SPS-XXMR-XXXX-012-01
IM02384 | NOTE PAD | SPS-XXMR-XXXX-013-01 |  | FG | Nos | Nos | I-Inventory | RM-Raw Material | NOTE PAD | Raw Material | NA | Marketing |  | 4820 | [11 empty] | 1 | 0 | 0 | 1 | [11 empty] | 0 | [5 empty] | N/A | SPS-MR-013 | SPS-XXMR-XXXX-013-01
IM02385 | Visiting card | SPS-XXMR-XXXX-014-01 |  | FG | Nos | Nos | I-Inventory | RM-Raw Material | Visiting card | Raw Material | NA | Marketing |  | 4909 | [11 empty] | 1 | 0 | 0 | 1 | [11 empty] | 0 | [5 empty] | N/A | SPS-MR-014 | SPS-XXMR-XXXX-014-01
IM02386 | MASK | SPS-XXMR-XXXX-015-01 |  | FG | Nos | Nos | I-Inventory | RM-Raw Material | MASK | Raw Material | NA | Marketing |  | 9020 | [11 empty] | 1 | 0 | 0 | 1 | [11 empty] | 0 | [5 empty] | N/A | SPS-MR-015 | SPS-XXMR-XXXX-015-01
IM02387 | Street light 50watt | SPS-XXMR-XXXX-016-01 |  | FG | Nos | Nos | I-Inventory | RM-Raw Material | Street light 50watt | Raw Material | NA | Marketing |  | 9405 | [11 empty] | 1 | 0 | 0 | 1 | [11 empty] | 0 | [5 empty] | N/A | SPS-MR-016 | SPS-XXMR-XXXX-016-01
IM02388 | Led Flood light 200waat | SPS-XXMR-XXXX-017-01 |  | FG | Nos | Nos | I-Inventory | RM-Raw Material | Led Flood light 200waat | Raw Material | NA | Marketing |  | 9405 | [11 empty] | 1 | 0 | 0 | 1 | [11 empty] | 0 | [5 empty] | N/A | SPS-MR-017 | SPS-XXMR-XXXX-017-01
IM02389 | HAND GLOVES | SPS-XXMR-XXXX-018-01 |  | FG | Nos | Nos | I-Inventory | RM-Raw Material | HAND GLOVES | Raw Material | NA | Marketing |  | 90300 | [11 empty] | 1 | 0 | 0 | 1 | [11 empty] | 0 | [5 empty] | N/A | SPS-MR-018 | SPS-XXMR-XXXX-018-01
IM02390 | Display LED PCB Supporter ( For HUPS) | FRP-XXDS-XXXX-001-01 |  | FG | Nos | Nos | I-Inventory | RM-Raw Material | Display LED PCB Supporter ( For HUPS) | Raw Material | NA | DISPLAY LED |  | 85340000 | [11 empty] | 1 | 0 | 0 | 1 | [11 empty] | HILINE POLYMERS | [5 empty] | N/A | FRP-DS-001-01 | FRP-XXDS-XXXX-001-01
IM02391 | Front Sticker Boom 500 | FRS-XXBM-XXXX-001-01 |  | FG | Nos | Nos | I-Inventory | RM-Raw Material | Front Sticker Boom 500 | Raw Material | NA | STICKER |  | 48219010 | [11 empty] | 1 | 0 | 0 | 1 | [11 empty] | RAJ ENTP/ FGPIL /LEBELMART/GIRGLA | [5 empty] | N/A | FRS-BM-001-01 | FRS-XXBM-XXXX-001-01
IM02392 | Resistance 20k_20W_5% | RES-XX20-XXXX-001-01 |  | FG | Nos | Nos | I-Inventory | RM-Raw Material | Resistance 20k_20W_5% | Raw Material | NA | RESISTOR |  | 85333990 | [11 empty] | 1 | 0 | 0 | 1 | [11 empty] | DISCONTINUED | [5 empty] | N/A | RES-20-001-01 | RES-XX20-XXXX-001-01
IM02393 | Cabinet Set 1700VA-2000VA Afriipower | CAB-XXST-XXXX-011-01 |  | FG | Nos | Nos | I-Inventory | RM-Raw Material | Cabinet Set 1700VA-2000VA Afriipower | Raw Material | NA | CABINET |  | 85381010 | [11 empty] | 1 | 0 | 0 | 1 | [11 empty] | SUHANA ENTP/ AFTAB ENTP/CAT | [5 empty] | N/A | CAB-ST-011-01 | CAB-XXST-XXXX-011-01
IM02394 | Cabinet Set 7.5KVA &10KVA Afriipower | CAB-XXST-XXXX-012-01 |  | FG | Set | Set | I-Inventory | RM-Raw Material | Cabinet Set 7.5KVA &10KVA Afriipower | Raw Material | NA | CABINET |  | 85381010 | [11 empty] | 1 | 0 | 0 | 1 | [11 empty] | ORIGINAL ELECTRIC | [5 empty] | N/A | CAB-ST-012-01 | CAB-XXST-XXXX-012-01
IM02395 | Cabinet Set 5KVA & 6KVA Afriipower | CAB-XXST-XXXX-013-01 |  | FG | Nos | Nos | I-Inventory | RM-Raw Material | Cabinet Set 5KVA & 6KVA Afriipower | Raw Material | NA | CABINET |  | 85381010 | [11 empty] | 1 | 0 | 0 | 1 | [11 empty] | ORIGINAL ELECTRIC | [5 empty] | N/A | CAB-ST-013-01 | CAB-XXST-XXXX-013-01
IM02396 | User Manual SCC MPPT Prime+ | PKG-XXUM-XXXX-005-01 |  | FG | Nos | Nos | I-Inventory | RM-Raw Material | User Manual SCC MPPT Prime+ | Raw Material | NA | USER MANUAL |  | 49011020 | [11 empty] | 1 | 0 | 0 | 1 | [11 empty] | GIRGLA INTERNATIONAL | [5 empty] | N/A | PKG-UM-005-01 | PKG-XXUM-XXXX-005-01
IM02397 | Packaging Box Superb 1100va | PKG-XXPB-XXXX-024-01 |  | FG | Nos | Nos | I-Inventory | RM-Raw Material | Packaging Box Superb 1100va | Raw Material | NA | PACKAGING BOX |  | 48191010 | [11 empty] | 1 | 0 | 0 | 1 | [11 empty] | PRINTPACK/ MASSIVE | [5 empty] | N/A | PKG-PB-024-01 | PKG-XXPB-XXXX-024-01
IM02398 | Cabinet Set 5KVA & 6KVA | CAB-XXST-XXXX-005-01 |  | FG | Nos | Nos | I-Inventory | RM-Raw Material | Cabinet Set 5KVA & 6KVA | Raw Material | NA | CABINET |  | 85381010 | [11 empty] | 1 | 0 | 0 | 1 | [11 empty] | ORIGINAL ELECTRIC | [5 empty] | N/A | CAB-ST-005-01 | CAB-XXST-XXXX-005-01
IM02399 | Cabinet Set 3.5KVA | CAB-XXST-XXXX-004-01 |  | FG | Set | Set | I-Inventory | RM-Raw Material | Cabinet Set 3.5KVA | Raw Material | NA | CABINET |  | 85381010 | [11 empty] | 1 | 0 | 0 | 1 | [11 empty] | SPEEDWAY INDUSTRIES/AGROMACH | [5 empty] | N/A | CAB-ST-004-01 | CAB-XXST-XXXX-004-01
IM02400 | Front Panal 500VA White | FRP-XXBM-XXXX-001-01 |  | FG | Nos | Nos | I-Inventory | RM-Raw Material | Front Panal 500VA White | Raw Material | NA | FRONT PANEL |  | 94054090 | [11 empty] | 1 | 0 | 0 | 1 | [11 empty] | HILINE POLYMERS | [5 empty] | N/A | FRP-BM-001-01 | FRP-XXBM-XXXX-001-01
IM02401 | Teflon Sheet | TEF-XXSH-XXXX-001-01 |  | FG | Rol | Rol | I-Inventory | O-Other | Teflon Sheet | CONSUMABLE | NA | CONSUMABLE |  | 39209949 | [11 empty] | 0 | 0 | 0 | 1 | [11 empty] | LOCAL MARKET | [5 empty] | N/A | TEF-SH-001-01 | TEF-XXSH-XXXX-001-01
IM02402 | BOOM 900VA WIRE HARNESS BOM old | WIR-XXHS-XXXX-005-01 |  | FG | Nos | Nos | I-Inventory | RM-Raw Material | BOOM 900VA WIRE HARNESS BOM old | Raw Material | NA | WIRE HARNESS |  | 85444292 | [11 empty] | 1 | 0 | 0 | 1 | [11 empty] | SK/SPECTRA | [5 empty] | N/A | WIR-HS-005-01 | WIR-XXHS-XXXX-005-01
IM02403 | BOOM 1100VA WIRE HARNESS BOM old | WIR-XXHS-XXXX-006-01 |  | FG | Set | Set | I-Inventory | RM-Raw Material | BOOM 1100VA WIRE HARNESS BOM old | Raw Material | NA | WIRE HARNESS |  | 85444292 | [11 empty] | 1 | 0 | 0 | 1 | [11 empty] | SK/SPECTRA | [5 empty] | N/A | WIR-HS-006-01 | WIR-XXHS-XXXX-006-01
IM02404 | SAVER 700VA WIRE HARNESS BOM | WIR-XXHS-XXXX-008-01 |  | FG | Set | Set | I-Inventory | RM-Raw Material | SAVER 700VA WIRE HARNESS BOM | Raw Material | NA | WIRE HARNESS |  | 85444292 | [11 empty] | 1 | 0 | 0 | 1 | [11 empty] | SK/SPECTRA | [5 empty] | N/A | WIR-HS-008-01 | WIR-XXHS-XXXX-008-01
IM02405 | SAVER 900VA-1100VA Wire Harness BOM old | WIR-XXHS-XXXX-009-01 |  | FG | Set | Set | I-Inventory | RM-Raw Material | SAVER 900VA-1100VA Wire Harness BOM old | Raw Material | NA | WIRE HARNESS |  | 85444292 | [11 empty] | 1 | 0 | 0 | 1 | [11 empty] | SK/SPECTRA | [5 empty] | N/A | WIR-HS-009-01 | WIR-XXHS-XXXX-009-01
IM02406 | BRAVO 700VA-900VA-1100VA WIRE HARNESS BOM old | WIR-XXHS-XXXX-013-01 |  | FG | Set | Set | I-Inventory | RM-Raw Material | BRAVO 700VA-900VA-1100VA WIRE HARNESS BOM old | Raw Material | NA | WIRE HARNESS |  | 85444292 | [11 empty] | 1 | 0 | 0 | 1 | [11 empty] | SK/SPECTRA | [5 empty] | N/A | WIR-HS-013-01 | WIR-XXHS-XXXX-013-01
IM02407 | PCB Card Bravo 700VA/12V | PCB-XXCC-XXXX-001-01 |  | FG | Nos | Nos | I-Inventory | RM-Raw Material | PCB Card Bravo 700VA/12V | Raw Material | NA | ASSEMBLED PCB |  | 85423100 | [11 empty] | 1 | 0 | 0 | 1 | [11 empty] | SAINI COMM/GENIUS/BEAM INFO | [5 empty] | N/A | PCB-CC-001-01 | PCB-XXCC-XXXX-001-01
IM02408 | PCB Card Relay Card Prime+/savior+/12V/24V | PCB-XXRC-XXXX-003-01 |  | FG | Nos | Nos | I-Inventory | RM-Raw Material | PCB Card Relay Card Prime+/savior+/12V/24V | Raw Material | NA | ASSEMBLED PCB |  | 85423100 | [11 empty] | 1 | 0 | 0 | 1 | [11 empty] | SAINI COMM/GENIUS/BEAM INFO | [5 empty] | N/A | PCB-RC-003-01 | PCB-XXRC-XXXX-003-01
IM02409 | PCB Card Relay Card Prime+/savior+/24V/48V | PCB-XXRC-XXXX-004-01 |  | FG | Nos | Nos | I-Inventory | RM-Raw Material | PCB Card Relay Card Prime+/savior+/24V/48V | Raw Material | NA | ASSEMBLED PCB |  | 85423100 | [11 empty] | 1 | 0 | 0 | 1 | [11 empty] | SAINI COMM/GENIUS/BEAM INFO | [5 empty] | N/A | PCB-RC-004-01 | PCB-XXRC-XXXX-004-01
IM02410 | BRAVO 2.5KVA & 3.5KVA WIRE HARNESS BOM | WIR-XXHS-XXXX-015-01 |  | FG | Set | Set | I-Inventory | RM-Raw Material | BRAVO 2.5KVA & 3.5KVA WIRE HARNESS BOM | Raw Material | NA | WIRE HARNESS |  | 85444292 | [11 empty] | 1 | 0 | 0 | 1 | [11 empty] | SK/SPECTRA | [5 empty] | N/A | WIR-HS-015-01 | WIR-XXHS-XXXX-015-01
IM02411 | SAVER 2.5KVA & 3.5KVA WIRE HARNESS BOM | WIR-XXHS-XXXX-011-01 |  | FG | Set | Set | I-Inventory | RM-Raw Material | SAVER 2.5KVA & 3.5KVA WIRE HARNESS BOM | Raw Material | NA | WIRE HARNESS |  | 85444292 | [11 empty] | 1 | 0 | 0 | 1 | [11 empty] | SK/SPECTRA | [5 empty] | N/A | WIR-HS-011-01 | WIR-XXHS-XXXX-011-01
IM02412 | EXPORT 3.5KVA-48V HUPS WIRE HARNESS BOM | WIR-EXHS-XXXX-005-01 |  | FG | Set | Set | I-Inventory | RM-Raw Material | EXPORT 3.5KVA-48V HUPS WIRE HARNESS BOM | Raw Material | NA | WIRE HARNESS |  | 85444292 | [11 empty] | 1 | 0 | 0 | 1 | [11 empty] | SK/SPECTRA | [5 empty] | N/A | WIR-HS-EX-005-01 | WIR-EXHS-XXXX-005-01
IM02413 | EXPORT 3.5KVA - 48V PCU WIRE HARNESS BOM | WIR-EXHS-XXXX-006-01 |  | FG | Nos | Nos | I-Inventory | RM-Raw Material | EXPORT 3.5KVA - 48V PCU WIRE HARNESS BOM | Raw Material | NA | WIRE HARNESS |  | 85444292 | [11 empty] | 1 | 0 | 0 | 1 | [11 empty] | SK/SPECTRA | [5 empty] | N/A | WIR-HS-EX-006-01 | WIR-EXHS-XXXX-006-01
IM02414 | BIS Sticker (R-95000477) | MIS-XXST-XXXX-007-01 |  | FG | Nos | Nos | I-Inventory | RM-Raw Material | BIS Sticker (R-95000477) | Raw Material | NA | STICKER |  | 48219010 | [11 empty] | 1 | 0 | 0 | 1 | [11 empty] | GIRGLA INTERNATIONAL | [5 empty] | R-95000477 | MIS-ST-007-01 | MIS-XXST-XXXX-007-01
IM02415 | Capacity Sticker R01 700/900/1100/3500 | MIS-XXST-XXXX-008-01 |  | FG | Nos | Nos | I-Inventory | RM-Raw Material | Capacity Sticker R01 700/900/1100/3500 | Raw Material | NA | STICKER |  | 48219010 | [11 empty] | 1 | 0 | 0 | 1 | [11 empty] | GIRGLA INTERNATIONAL | [5 empty] | N/A | MIS-ST-008-01 | MIS-XXST-XXXX-008-01
IM02416 | Display LCD Card (16x2) | PCB-XXDC-XXXX-003-01 |  | FG | Nos | Nos | I-Inventory | RM-Raw Material | Display LCD Card (16x2) | Raw Material | NA | ASSEMBLED PCB |  | 85423100 | [11 empty] | 1 | 0 | 0 | 1 | [11 empty] | SAINI COMM/GENIUS/BEAM INFO | [5 empty] | N/A | PCB-DC-003-01 | PCB-XXDC-XXXX-003-01
IM02417 | PCB Card Bravo 700VA/12V | PCB-XXCC-XXXX-001-01 |  | FG | Nos | Nos | I-Inventory | RM-Raw Material | PCB Card Bravo 700VA/12V | Raw Material | NA | ASSEMBLED PCB |  | 85423100 | [11 empty] | 1 | 0 | 0 | 1 | [11 empty] | SAINI COMM/GENIUS/BEAM INFO | [5 empty] | N/A | PCB-CC-001-01 | PCB-XXCC-XXXX-001-01
IM02418 | LCD Display Card 20x4 | PCB-XXDC-XXXX-004-01 |  | FG | Nos | Nos | I-Inventory | RM-Raw Material | LCD Display Card 20x4 | Raw Material | NA | ASSEMBLED PCB |  | 85423100 | [11 empty] | 1 | 0 | 0 | 1 | [11 empty] | SAINI COMM/GENIUS/BEAM INFO | [5 empty] | N/A | PCB-DC-004-01 | PCB-XXDC-XXXX-004-01
IM02419 | Cabinet Set MPPT 24V-48V | CAB-XXST-XXXX-015-01 |  | FG | Set | Set | I-Inventory | RM-Raw Material | Cabinet Set MPPT 24V-48V | Raw Material | NA | CABINET |  | 85381010 | [11 empty] | 1 | 0 | 0 | 1 | [11 empty] | SUHANA ENTP/ AFTAB ENTP | [5 empty] | N/A | CAB-ST-015-01 | CAB-XXST-XXXX-015-01
IM02420 | Cabinet Set MPPT 12V-24V | CAB-XXST-XXXX-010-01 |  | FG | Nos | Nos | I-Inventory | RM-Raw Material | Cabinet Set MPPT 12V-24V | Raw Material | NA | CABINET |  | 85381010 | [11 empty] | 1 | 0 | 0 | 1 | [11 empty] | SUHANA ENTP/ AFTAB ENTP | [5 empty] | N/A | CAB-ST-010-01 | CAB-XXST-XXXX-010-01
IM02421 | Cabinet Set 10KVA & 7.5KVA | CAB-XXST-XXXX-006-01 |  | FG | Nos | Nos | I-Inventory | RM-Raw Material | Cabinet Set 10KVA & 7.5KVA | Raw Material | NA | CABINET |  | 85381010 | [11 empty] | 1 | 0 | 0 | 1 | [11 empty] | ORIGINAL ELECTRIC | [5 empty] | N/A | CAB-ST-006-01 | CAB-XXST-XXXX-006-01
IM02422 | Transformer Pure Sine Wave Home Ups 700VA | XMR-XXHU-XXXX-003-01 |  | FG | Nos | Nos | I-Inventory | RM-Raw Material | Transformer Pure Sine Wave Home Ups 700VA | Raw Material | NA | XMR |  | 85043200 | [11 empty] | 1 | 0 | 0 | 1 | [11 empty] | VINOD/GENIUS/BINARY ELECTRONICS | [5 empty] | TXR700VA/12V | XMR-HU-003-01 | XMR-XXHU-XXXX-003-01
IM02423 | Rotary Switch 1pole 6way with off 63Amp | SWT-XXRT-XXXX-004-01 |  | FG | Nos | Nos | I-Inventory | RM-Raw Material | Rotary Switch 1pole 6way with off 63Amp | Raw Material | NA | SWITCH |  | 85361020 | [11 empty] | 1 | 0 | 0 | 1 | [11 empty] | TEKMEC | [5 empty] | TG/56 | SWT-RT-004-01 | SWT-XXRT-XXXX-004-01
IM02424 | Packaging Box 700-1100VA Smarten Nova | PKG-XXPB-XXXX-031-01 |  | FG | Nos | Nos | I-Inventory | RM-Raw Material | Packaging Box 700-1100VA Smarten Nova | Raw Material | NA | PACKAGING BOX |  | 48191010 | [11 empty] | 1 | 0 | 0 | 1 | [11 empty] | PRINTPACK/ MASSIVE | [5 empty] | N/A | PKG-PB-031-01 | PKG-XXPB-XXXX-031-01
IM02425 | Packaging Box 1700-2500VA Smarten Nova | PKG-XXPB-XXXX-032-01 |  | FG | Nos | Nos | I-Inventory | RM-Raw Material | Packaging Box 1700-2500VA Smarten Nova | Raw Material | NA | PACKAGING BOX |  | 48191010 | [11 empty] | 1 | 0 | 0 | 1 | [11 empty] | PRINTPACK/ MASSIVE | [5 empty] | N/A | PKG-PB-032-01 | PKG-XXPB-XXXX-032-01
IM02426 | Transformer Pure Sine Wave Home Ups 1100VA | XMR-XXHU-XXXX-005-01 |  | FG | Nos | Nos | I-Inventory | RM-Raw Material | Transformer Pure Sine Wave Home Ups 1100VA | Raw Material | NA | XMR |  | 85043200 | [11 empty] | 1 | 0 | 0 | 1 | [11 empty] | VINOD/GENIUS | [5 empty] | TXR1100VA/12V | XMR-HU-005-01 | XMR-XXHU-XXXX-005-01
IM02427 | Cabinet Set 5KVA & 6KVA REV.02 | CAB-XXST-XXXX-005-02 |  | FG | Nos | Nos | I-Inventory | RM-Raw Material | Cabinet Set 5KVA & 6KVA REV.02 | Raw Material | NA | CABINET |  | 85381010 | [11 empty] | 1 | 0 | 0 | 1 | [11 empty] | ORIGINAL ELECTRIC | [5 empty] | N/A | CAB-ST-005-02 | CAB-XXST-XXXX-005-02
IM02428 | PRIME+ 12-24V/30A WIRE HARNESS BOM | WIR-XXHS-XXXX-001-01 |  | FG | Set | Set | I-Inventory | RM-Raw Material | PRIME+ 12-24V/30A WIRE HARNESS BOM | Raw Material | NA | WIRE HARNESS |  | 85444292 | [11 empty] | 1 | 0 | 0 | 1 | [11 empty] | SK/SPECTRA | [5 empty] | N/A | WIR-HS-001-01 | WIR-XXHS-XXXX-001-01
IM02429 | Front Sticker Saver 2000VA PCU | FRS-XXSV-XXXX-003-01 |  | FG | Nos | Nos | I-Inventory | RM-Raw Material | Front Sticker Saver 2000VA PCU | Raw Material | NA | STICKER |  | 48219010 | [11 empty] | 1 | 0 | 0 | 1 | [11 empty] | RAJ ENTP/ FGPIL /LEBELMART/GIRGLA | [5 empty] | N/A | FRS-SV-003-01 | FRS-XXSV-XXXX-003-01
IM02430 | Front Sticker Saver 3500VA PCU | FRS-XXSV-XXXX-005-01 |  | FG | Nos | Nos | I-Inventory | RM-Raw Material | Front Sticker Saver 3500VA PCU | Raw Material | NA | STICKER |  | 48219010 | [11 empty] | 1 | 0 | 0 | 1 | [11 empty] | RAJ ENTP/ FGPIL /LEBELMART/GIRGLA | [5 empty] | N/A | FRS-SV-005-01 | FRS-XXSV-XXXX-005-01
IM02431 | Front Sticker Saver Green PCU | FRS-XXSV-XXXX-004-01 |  | FG | Nos | Nos | I-Inventory | RM-Raw Material | Front Sticker Saver Green PCU | Raw Material | NA | STICKER |  | 48219010 | [11 empty] | 1 | 0 | 0 | 1 | [11 empty] | RAJ ENTP/ FGPIL /LEBELMART/GIRGLA | [5 empty] | N/A | FRS-SV-004-01 | FRS-XXSV-XXXX-004-01
IM02432 | Front Sticker Saver 2500VA-36V PCU | FRS-XXSV-XXXX-008-01 |  | FG | Nos | Nos | I-Inventory | RM-Raw Material | Front Sticker Saver 2500VA-36V PCU | Raw Material | NA | STICKER |  | 48219010 | [11 empty] | 1 | 0 | 0 | 1 | [11 empty] | RAJ ENTP/ FGPIL /LEBELMART/GIRGLA | [5 empty] | N/A | FRS-SV-008-01 | FRS-XXSV-XXXX-008-01
IM02433 | Front Sticker 5KVA BK POWER HUPS | FRS-XXBK-XXXX-002-01 |  | FG | Nos | Nos | I-Inventory | RM-Raw Material | Front Sticker 5KVA BK POWER HUPS | Raw Material | NA | STICKER |  | 48219010 | [11 empty] | 1 | 0 | 0 | 1 | [11 empty] | 0 | [5 empty] | N/A | FRS-BK-002-01 | FRS-XXBK-XXXX-002-01
IM02434 | Front Sticker Proton-S 5KVA | FRS-XXPT-XXXX-002-01 |  | FG | Nos | Nos | I-Inventory | RM-Raw Material | Front Sticker Proton-S 5KVA | Raw Material | NA | STICKER |  | 48219010 | [11 empty] | 1 | 0 | 0 | 1 | [11 empty] | RAJ ENTP/ FGPIL /LEBELMART/GIRGLA | [5 empty] | N/A | FRS-PT-002-01 | FRS-XXPT-XXXX-002-01
IM02435 | Front Sticker 5KVA Raw Power HUPS | FRS-XXRP-XXXX-003-01 |  | FG | Nos | Nos | I-Inventory | RM-Raw Material | Front Sticker 5KVA Raw Power HUPS | Raw Material | NA | STICKER |  | 48219010 | [11 empty] | 1 | 0 | 0 | 1 | [11 empty] | RAJ ENTP/ FGPIL /LEBELMART/GIRGLA | [5 empty] | N/A | FRS-RP-003-01 | FRS-XXRP-XXXX-003-01
IM02436 | Front Sticker 5KVA Smarten SHINE | FRS-XXSH-XXXX-004-01 |  | FG | Nos | Nos | I-Inventory | RM-Raw Material | Front Sticker 5KVA Smarten SHINE | Raw Material | NA | STICKER |  | 48219010 | [11 empty] | 1 | 0 | 0 | 1 | [11 empty] | 0 | [5 empty] | N/A | FRS-SH-004-01 | FRS-XXSH-XXXX-004-01
IM02437 | Front Sticker SAMSUN 5KVA MPPT PCU | FRS-XXSN-XXXX-004-01 |  | FG | Nos | Nos | I-Inventory | RM-Raw Material | Front Sticker SAMSUN 5KVA MPPT PCU | Raw Material | NA | STICKER |  | 48219010 | [11 empty] | 1 | 0 | 0 | 1 | [11 empty] | RAJ ENTP/ FGPIL /LEBELMART/GIRGLA | [5 empty] | N/A | FRS-SN-004-01 | FRS-XXSN-XXXX-004-01
IM02438 | Front Sticker Saver 5KVA -6KVA | FRS-XXSV-XXXX-006-01 |  | FG | Nos | Nos | I-Inventory | RM-Raw Material | Front Sticker Saver 5KVA -6KVA | Raw Material | NA | STICKER |  | 48219010 | [11 empty] | 1 | 0 | 0 | 1 | [11 empty] | RAJ ENTP/ FGPIL /LEBELMART/GIRGLA | [5 empty] | N/A | FRS-SV-006-01 | FRS-XXSV-XXXX-006-01
IM02439 | Front Sticker Superb 5KVA | FRS-XXSB-XXXX-003-01 |  | FG | Nos | Nos | I-Inventory | RM-Raw Material | Front Sticker Superb 5KVA | Raw Material | NA | STICKER |  | 48219010 | [11 empty] | 1 | 0 | 0 | 1 | [11 empty] | RAJ ENTP/ FGPIL /LEBELMART/GIRGLA | [5 empty] | N/A | FRS-SB-003-01 | FRS-XXSB-XXXX-003-01
IM02440 | Front Sticker 5KVA/10 KVA COPEX | FRS-XXCP-XXXX-003-01 |  | FG | Nos | Nos | I-Inventory | RM-Raw Material | Front Sticker 5KVA/10 KVA COPEX | Raw Material | NA | STICKER |  | 48219010 | [11 empty] | 1 | 0 | 0 | 1 | [11 empty] | 0 | [5 empty] | 0 | FRS-CP-003-01 | FRS-XXCP-XXXX-003-01
IM02441 | Front Sticker Bravo 5KVA | FRS-XXBR-XXXX-007-01 |  | FG | Nos | Nos | I-Inventory | RM-Raw Material | Front Sticker Bravo 5KVA | Raw Material | NA | STICKER |  | 48219010 | [11 empty] | 1 | 0 | 0 | 1 | [11 empty] | RAJ ENTP/ FGPIL /LEBELMART/GIRGLA | [5 empty] | N/A | FRS-BR-007-01 | FRS-XXBR-XXXX-007-01
IM02442 | FRONT STICKER 5KVA Afriipower (MPPT PCU) | FRS-XXAF-XXXX-004-01 |  | FG | Nos | Nos | I-Inventory | RM-Raw Material | FRONT STICKER 5KVA Afriipower (MPPT PCU) | Raw Material | NA | STICKER |  | 48219010 | [11 empty] | 1 | 0 | 0 | 1 | [11 empty] | 0 | [5 empty] | N/A | FRS-AF-004-01 | FRS-XXAF-XXXX-004-01
IM02443 | FRONT STICKER 5KVA Afriipower HUPS | FRS-XXAF-XXXX-002-01 |  | FG | Nos | Nos | I-Inventory | RM-Raw Material | FRONT STICKER 5KVA Afriipower HUPS | Raw Material | NA | STICKER |  | 48219010 | [11 empty] | 1 | 0 | 0 | 1 | [11 empty] | RAJ ENTP/ FGPIL /LEBELMART/GIRGLA | [5 empty] | N/A | FRS-AF-002-01 | FRS-XXAF-XXXX-002-01
IM02444 | Packing Box MPPT 7.5KVA & 10KVA Brown | PKG-XXPB-XXXX-051-01 |  | FG | Nos | Nos | I-Inventory | RM-Raw Material | Packing Box MPPT 7.5KVA & 10KVA Brown | Raw Material | NA | PACKAGING BOX |  | 48191010 | [11 empty] | 1 | 0 | 0 | 1 | [11 empty] | 0 | [5 empty] | N/A | PKG-PB-051-01 | PKG-XXPB-XXXX-051-01
IM02445 | Honey Box Prime+ Series | PKG-XXPB-XXXX-029-01 |  | FG | Nos | Nos | I-Inventory | RM-Raw Material | Honey Box Prime+ Series | Raw Material | NA | PACKAGING BOX |  | 48191010 | [11 empty] | 1 | 0 | 0 | 1 | [11 empty] | PACKCRAFT CONTAINER | [5 empty] | N/A | PKG-PB-029-01 | PKG-XXPB-XXXX-029-01
IM02446 | Front Sticker PCU 12V EURO NET | FRS-XXER-XXXX-003-01 |  | FG | Nos | Nos | I-Inventory | RM-Raw Material | Front Sticker PCU 12V EURO NET | Raw Material | NA | STICKER |  | 48219010 | [11 empty] | 1 | 0 | 0 | 1 | [11 empty] | 0 | [5 empty] | 0 | FRS-ER-003-01 | FRS-XXER-XXXX-003-01
IM02447 | USER MANUAL SAMSUN PCU | PKG-XXUM-XXXX-016-01 |  | FG | Nos | Nos | I-Inventory | RM-Raw Material | USER MANUAL SAMSUN PCU | Raw Material | NA | USER MANUAL |  | 49011020 | [11 empty] | 1 | 0 | 0 | 1 | [11 empty] | GIRGLA INTERNATIONAL | [5 empty] | N/A | PKG-UM-016-01 | PKG-XXUM-XXXX-016-01
IM02448 | USER MANUAL SAMSUN PCU REV.02 | PKG-XXUM-XXXX-016-02 |  | FG | Nos | Nos | I-Inventory | RM-Raw Material | USER MANUAL SAMSUN PCU REV.02 | Raw Material | NA | USER MANUAL |  | 49011020 | [11 empty] | 1 | 0 | 0 | 1 | [11 empty] | GIRGLA INTERNATIONAL | [5 empty] | N/A | PKG-UM-016-02 | PKG-XXUM-XXXX-016-02
IM02449 | USER MANUAL SAMSUN MPPT SCC | PKG-XXUM-XXXX-017-01 |  | FG | Nos | Nos | I-Inventory | RM-Raw Material | USER MANUAL SAMSUN MPPT SCC | Raw Material | NA | USER MANUAL |  | 49011020 | [11 empty] | 1 | 0 | 0 | 1 | [11 empty] | GIRGLA INTERNATIONAL | [5 empty] | N/A | PKG-UM-017-01 | PKG-XXUM-XXXX-017-01
IM02450 | USER MANUAL SAMSUN HUPS | PKG-XXUM-XXXX-019-01 |  | FG | Nos | Nos | I-Inventory | RM-Raw Material | USER MANUAL SAMSUN HUPS | Raw Material | NA | USER MANUAL |  | 49011020 | [11 empty] | 1 | 0 | 0 | 1 | [11 empty] | GIRGLA INTERNATIONAL | [5 empty] | N/A | PKG-UM-019-01 | PKG-XXUM-XXXX-019-01
IM02451 | USER MANUAL SAMSUN HUPS Rev.02 | PKG-XXUM-XXXX-019-02 |  | FG | Nos | Nos | I-Inventory | RM-Raw Material | USER MANUAL SAMSUN HUPS Rev.02 | Raw Material | NA | USER MANUAL |  | 49011020 | [11 empty] | 1 | 0 | 0 | 1 | [11 empty] | GIRGLA INTERNATIONAL | [5 empty] | N/A | PKG-UM-019-02 | PKG-XXUM-XXXX-019-02
IM02452 | USER MANUAL Proton-S | PKG-XXUM-XXXX-012-01 |  | FG | Nos | Nos | I-Inventory | RM-Raw Material | USER MANUAL Proton-S | Raw Material | NA | USER MANUAL |  | 49011020 | [11 empty] | 1 | 0 | 0 | 1 | [11 empty] | GIRGLA INTERNATIONAL | [5 empty] | N/A | PKG-UM-012-01 | PKG-XXUM-XXXX-012-01
IM02453 | Packaging Box 24V Nova ECO | PKG-XXPB-XXXX-068-01 |  | FG | Nos | Nos | I-Inventory | RM-Raw Material | Packaging Box 24V Nova ECO | Raw Material | NA | PACKAGING BOX |  | 48191010 | [11 empty] | 1 | 0 | 0 | 1 | [11 empty] | PRINTPACK/ MASSIVE | [5 empty] | N/A | PKG-PB-068-01 | PKG-XXPB-XXXX-068-01
IM02454 | USER MANUAL Afriipower | PKG-XXUM-XXXX-009-01 |  | FG | Nos | Nos | I-Inventory | RM-Raw Material | USER MANUAL Afriipower | Raw Material | NA | USER MANUAL |  | 49011020 | [11 empty] | 1 | 0 | 0 | 1 | [11 empty] | GIRGLA INTERNATIONAL | [5 empty] | N/A | PKG-UM-009-01 | PKG-XXUM-XXXX-009-01
IM02455 | Front Sticker Bravo 3500VA | FRS-XXBR-XXXX-006-01 |  | FG | Nos | Nos | I-Inventory | RM-Raw Material | Front Sticker Bravo 3500VA | Raw Material | NA | STICKER |  | 48219010 | [11 empty] | 1 | 0 | 0 | 1 | [11 empty] | RAJ ENTP/ FGPIL /LEBELMART/GIRGLA | [5 empty] | N/A | FRS-BR-006-01 | FRS-XXBR-XXXX-006-01
IM02456 | Front Sticker Bravo 2500VA | FRS-XXBR-XXXX-005-01 |  | FG | Nos | Nos | I-Inventory | RM-Raw Material | Front Sticker Bravo 2500VA | Raw Material | NA | STICKER |  | 48219010 | [11 empty] | 1 | 0 | 0 | 1 | [11 empty] | RAJ ENTP/ FGPIL /LEBELMART/GIRGLA | [5 empty] | N/A | FRS-BR-005-01 | FRS-XXBR-XXXX-005-01
IM02457 | User Manual Bravo | PKG-XXUM-XXXX-001-01 |  | FG | Nos | Nos | I-Inventory | RM-Raw Material | User Manual Bravo | Raw Material | NA | USER MANUAL |  | 49011020 | [11 empty] | 1 | 0 | 0 | 1 | [11 empty] | GIRGLA INTERNATIONAL | [5 empty] | N/A | PKG-UM-001-01 | PKG-XXUM-XXXX-001-01
IM02458 | User Manual Superb Series | PKG-XXUM-XXXX-006-01 |  | FG | Nos | Nos | I-Inventory | RM-Raw Material | User Manual Superb Series | Raw Material | NA | USER MANUAL |  | 49011020 | [11 empty] | 1 | 0 | 0 | 1 | [11 empty] | GIRGLA INTERNATIONAL | [5 empty] | N/A | PKG-UM-006-01 | PKG-XXUM-XXXX-006-01
IM02459 | Front Panel Bravo+ 500VA | FRP-XXBR-XXXX-011-01 |  | FG | Nos | Nos | I-Inventory | RM-Raw Material | Front Panel Bravo+ 500VA | Raw Material | NA | FRONT PANEL |  | 94054090 | [11 empty] | 1 | 0 | 0 | 1 | [11 empty] | HILINE POLYMERS | [5 empty] | N/A | FRP-BR-011-01 | FRP-XXBR-XXXX-011-01
IM02460 | Resistance 20k_50W_5% | RES-XX20-XXXX-002-01 |  | FG | Nos | Nos | I-Inventory | RM-Raw Material | Resistance 20k_50W_5% | Raw Material | NA | RESISTOR |  | 85333990 | [11 empty] | 1 | 0 | 0 | 1 | [11 empty] | HTR | [5 empty] | HTR(WWR R50B 20K STR) | RES-20-002-01 | RES-XX20-XXXX-002-01
IM02461 | User Manual BOOM | PKG-XXUM-XXXX-003-01 |  | FG | Nos | Nos | I-Inventory | RM-Raw Material | User Manual BOOM | Raw Material | NA | USER MANUAL |  | 49011020 | [11 empty] | 1 | 0 | 0 | 1 | [11 empty] | GIRGLA INTERNATIONAL | [5 empty] | N/A | PKG-UM-003-01 | PKG-XXUM-XXXX-003-01
IM02462 | User Manual Saver | PKG-XXUM-XXXX-002-01 |  | FG | Nos | Nos | I-Inventory | RM-Raw Material | User Manual Saver | Raw Material | NA | USER MANUAL |  | 49011020 | [11 empty] | 1 | 0 | 0 | 1 | [11 empty] | GIRGLA INTERNATIONAL | [5 empty] | N/A | PKG-UM-002-01 | PKG-XXUM-XXXX-002-01
IM02463 | USER MANUAL POWERLITE HUPS | PKG-XXUM-XXXX-020-01 |  | FG | Nos | Nos | I-Inventory | RM-Raw Material | USER MANUAL POWERLITE HUPS | Raw Material | NA | USER MANUAL |  | 49011020 | [11 empty] | 1 | 0 | 0 | 1 | [11 empty] | GIRGLA INTERNATIONAL | [5 empty] | N/A | PKG-UM-020-01 | PKG-XXUM-XXXX-020-01
IM02464 | Packaging Thermocol 1700VA to 3500VA | PKG-XXTH-XXXX-003-01 |  | FG | Set | Set | I-Inventory | RM-Raw Material | Packaging Thermocol 1700VA to 3500VA | Raw Material | NA | THERMOCOL |  | 39239090 | [11 empty] | 1 | 0 | 0 | 1 | [11 empty] | FOAM PACK/SUKHIJA PACKAGING | [5 empty] | N/A | PKG-TH-003-01 | PKG-XXTH-XXXX-003-01
IM02465 | Packing Box 12V POWERLITE HUPS | PKG-XXPB-XXXX-053-01 |  | FG | Nos | Nos | I-Inventory | RM-Raw Material | Packing Box 12V POWERLITE HUPS | Raw Material | NA | PACKAGING BOX |  | 48191010 | [11 empty] | 1 | 0 | 0 | 1 | [11 empty] | 0 | [5 empty] | N/A | PKG-PB-053-01 | PKG-XXPB-XXXX-053-01
IM02466 | Front Panel 1400 POWERLITE HUPS | FRP-XXPL-XXXX-001-01 |  | FG | Nos | Nos | I-Inventory | RM-Raw Material | Front Panel 1400 POWERLITE HUPS | Raw Material | NA | FRONT PANEL |  | 94054090 | [11 empty] | 1 | 0 | 0 | 1 | [11 empty] | 0 | [5 empty] | N/A | FRP-PL-001-01 | FRP-XXPL-XXXX-001-01
IM02467 | PCB Card 2600VA/24V HUPS | PCB-XXCC-XXXX-026-01 |  | FG | Nos | Nos | I-Inventory | RM-Raw Material | PCB Card 2600VA/24V HUPS | Raw Material | NA | ASSEMBLED PCB |  | 85423100 | [11 empty] | 1 | 0 | 0 | 1 | [11 empty] | SAINI COMM/GENIUS/BEAM INFO | [5 empty] | SPS-HU-007-C | PCB-CC-026-01 | PCB-XXCC-XXXX-026-01
IM02468 | USER MANUAL BK POWER HUPS | PKG-XXUM-XXXX-018-01 |  | FG | Nos | Nos | I-Inventory | RM-Raw Material | USER MANUAL BK POWER HUPS | Raw Material | NA | USER MANUAL |  | 49011020 | [11 empty] | 1 | 0 | 0 | 1 | [11 empty] | GIRGLA INTERNATIONAL | [5 empty] | N/A | PKG-UM-018-01 | PKG-XXUM-XXXX-018-01
IM02469 | User Manual SCC MPPT Prime+ Rev. 02 | PKG-XXUM-XXXX-005-02 |  | FG | Nos | Nos | I-Inventory | RM-Raw Material | User Manual SCC MPPT Prime+ Rev. 02 | Raw Material | NA | USER MANUAL |  | 49011020 | [11 empty] | 1 | 0 | 0 | 1 | [11 empty] | GIRGLA INTERNATIONAL | [5 empty] | N/A | PKG-UM-005-02 | PKG-XXUM-XXXX-005-02
IM02470 | Cabinet Set 5KVA & 6KVA REV.03 | CAB-XXST-XXXX-005-03 |  | FG | Nos | Nos | I-Inventory | RM-Raw Material | Cabinet Set 5KVA & 6KVA REV.03 | Raw Material | NA | CABINET |  | 85381010 | [11 empty] | 1 | 0 | 0 | 1 | [11 empty] | ORIGINAL ELECTRIC | [5 empty] | N/A | CAB-ST-005-03 | CAB-XXST-XXXX-005-03
IM02471 | USER MANUAL Smarten Nova Domestic | PKG-XXUM-XXXX-014-01 |  | FG | Nos | Nos | I-Inventory | RM-Raw Material | USER MANUAL Smarten Nova Domestic | Raw Material | NA | USER MANUAL |  | 49011020 | [11 empty] | 1 | 0 | 0 | 1 | [11 empty] | GIRGLA INTERNATIONAL | [5 empty] | N/A | PKG-UM-014-01 | PKG-XXUM-XXXX-014-01
IM02472 | USER MANUAL Smarten SHINE | PKG-XXUM-XXXX-013-01 |  | FG | Nos | Nos | I-Inventory | RM-Raw Material | USER MANUAL Smarten SHINE | Raw Material | NA | USER MANUAL |  | 49011020 | [11 empty] | 1 | 0 | 0 | 1 | [11 empty] | 0 | [5 empty] | N/A | PKG-UM-013-01 | PKG-XXUM-XXXX-013-01
IM02473 | SUPERB 2200VA WIRE HARNESS BOM | WIR-XXHS-XXXX-025-01 |  | FG | Set | Set | I-Inventory | RM-Raw Material | SUPERB 2200VA WIRE HARNESS BOM | Raw Material | NA | WIRE HARNESS |  | 85444292 | [11 empty] | 1 | 0 | 0 | 1 | [11 empty] | SK/SPECTRA | [5 empty] | N/A | WIR-HS-025-01 | WIR-XXHS-XXXX-025-01
IM02474 | BRAVO 700VA/12V HUPS | SUD-XXBR-X700-012-01 |  | FG | Nos | Nos | FG | FG-Finish Products | BRAVO 700VA/12V HUPS | Finished Products | NA | DOMESTIC BRAVO SERIES |  | 85044090 | [11 empty] | 1 | 0 | 0 | 1 | [11 empty] | 0 | [5 empty] | N/A | SUD-BR-700-012-01 | SUD-XXBR-X700-012-01
IM02475 | BRAVO 900VA/12V HUPS | SUD-XXBR-X900-012-01 |  | FG | Nos | Nos | FG | FG-Finish Products | BRAVO 900VA/12V HUPS | Finished Products | NA | DOMESTIC BRAVO SERIES |  | 85044090 | [11 empty] | 1 | 0 | 0 | 1 | [11 empty] | 0 | [5 empty] | N/A | SUD-BR-900-012-01 | SUD-XXBR-X900-012-01
IM02476 | BRAVO 1100VA/12V HUPS | SUD-XXBR-X112-012-01 |  | FG | Nos | Nos | FG | FG-Finish Products | BRAVO 1100VA/12V HUPS | Finished Products | NA | DOMESTIC BRAVO SERIES |  | 85044090 | [11 empty] | 1 | 0 | 0 | 1 | [11 empty] | 0 | [5 empty] | N/A | SUD-BR-112-012-01 | SUD-XXBR-X112-012-01
IM02477 | BRAVO 1700VA/24V HUPS | SUD-XXBR-X172-024-01 |  | FG | Nos | Nos | FG | FG-Finish Products | BRAVO 1700VA/24V HUPS | Finished Products | NA | DOMESTIC BRAVO SERIES |  | 85044090 | [11 empty] | 1 | 0 | 0 | 1 | [11 empty] | 0 | [5 empty] | N/A | SUD-BR-172-024-01 | SUD-XXBR-X172-024-01
IM02478 | BRAVO 2000VA/24V HUPS | SUD-XXBR-X202-024-01 |  | FG | Nos | Nos | FG | FG-Finish Products | BRAVO 2000VA/24V HUPS | Finished Products | NA | DOMESTIC BRAVO SERIES |  | 85044090 | [11 empty] | 1 | 0 | 0 | 1 | [11 empty] | 0 | [5 empty] | N/A | SUD-BR-202-024-01 | SUD-XXBR-X202-024-01
IM02479 | BRAVO 2500VA/36V HUPS | SUD-XXBR-X252-036-01 |  | FG | Nos | Nos | FG | FG-Finish Products | BRAVO 2500VA/36V HUPS | Finished Products | NA | DOMESTIC BRAVO SERIES |  | 85049090 | [11 empty] | 1 | 0 | 0 | 1 | [11 empty] | 0 | [5 empty] | N/A | SUD-BR-252-036-01 | SUD-XXBR-X252-036-01
IM02480 | BRAVO 3.5KVA/48V HUPS | SUD-XXBR-X352-048-01 |  | FG | Nos | Nos | FG | FG-Finish Products | BRAVO 3.5KVA/48V HUPS | Finished Products | NA | DOMESTIC BRAVO SERIES |  | 85044090 | [11 empty] | 1 | 0 | 0 | 1 | [11 empty] | 0 | [5 empty] | N/A | SUD-BR-352-048-01 | SUD-XXBR-X352-048-01
IM02481 | BRAVO 5.2KVA/48V HUPS | SUD-XXBR-X522-048-01 |  | FG | Nos | Nos | FG | FG-Finish Products | BRAVO 5.2KVA/48V HUPS | Finished Products | NA | DOMESTIC BRAVO SERIES |  | 85044090 | [11 empty] | 1 | 0 | 0 | 1 | [11 empty] | 0 | [5 empty] | N/A | SUD-BR-522-048-01 | SUD-XXBR-X522-048-01
IM02482 | BRAVO 5.2KVA/96V HUPS | SUD-XXBR-X522-096-01 |  | FG | Nos | Nos | FG | FG-Finish Products | BRAVO 5.2KVA/96V HUPS | Finished Products | NA | DOMESTIC BRAVO SERIES |  | 85049090 | [11 empty] | 1 | 0 | 0 | 1 | [11 empty] | 0 | [5 empty] | N/A | SUD-BR-522-096-01 | SUD-XXBR-X522-096-01
IM02483 | BRAVO 6KVA/72V HUPS | SUD-XXBR-X602-072-01 |  | FG | Nos | Nos | FG | FG-Finish Products | BRAVO 6KVA/72V HUPS | Finished Products | NA | DOMESTIC BRAVO SERIES |  | 85044090 | [11 empty] | 1 | 0 | 0 | 1 | [11 empty] | 0 | [5 empty] | N/A | SUD-BR-602-072-01 | SUD-XXBR-X602-072-01
IM02484 | BRAVO 7.5KVA/96V HUPS | SUD-XXBR-X752-096-01 |  | FG | Nos | Nos | FG | FG-Finish Products | BRAVO 7.5KVA/96V HUPS | Finished Products | NA | DOMESTIC BRAVO SERIES |  | 85044090 | [11 empty] | 1 | 0 | 0 | 1 | [11 empty] | 0 | [5 empty] | N/A | SUD-BR-752-096-01 | SUD-XXBR-X752-096-01
IM02485 | BRAVO 10KVA/120V HUPS | SUD-XXBR-X103-120-01 |  | FG | Nos | Nos | FG | FG-Finish Products | BRAVO 10KVA/120V HUPS | Finished Products | NA | DOMESTIC BRAVO SERIES |  | 85044090 | [11 empty] | 1 | 0 | 0 | 1 | [11 empty] | 0 | [5 empty] | N/A | SUD-BR-103-120-01 | SUD-XXBR-X103-120-01
IM02486 | BRAVO 1050/12V HUPS | SUD-XXBR-X102-012-01 |  | FG | Nos | Nos | FG | FG-Finish Products | BRAVO 1050/12V HUPS | Finished Products | NA | DOMESTIC BRAVO SERIES |  | 85044090 | [11 empty] | 1 | 0 | 0 | 1 | [11 empty] | 0 | [5 empty] | N/A | SUD-BR-102-012-01 | SUD-XXBR-X102-012-01
IM02487 | BRAVO ECO 2050/24V HUPS | SUD-XXBE-X202-024-01 |  | FG | Nos | Nos | FG | FG-Finish Products | BRAVO ECO 2050/24V HUPS | Finished Products | NA | DOMESTIC BRAVO SERIES |  | 85044090 | [11 empty] | 1 | 0 | 0 | 1 | [11 empty] | 0 | [5 empty] | N/A | SUD-BE-202-024-01 | SUD-XXBE-X202-024-01
IM02488 | BRAVO ECO 2525/24V HUPS | SUD-XXBE-X262-024-01 |  | FG | Nos | Nos | FG | FG-Finish Products | BRAVO ECO 2525/24V HUPS | Finished Products | NA | DOMESTIC BRAVO SERIES |  | 85044090 | [11 empty] | 1 | 0 | 0 | 1 | [11 empty] | 0 | [5 empty] | N/A | SUD-BE-262-024-01 | SUD-XXBE-X262-024-01
IM02489 | BRAVO 15KVA/180V HUPS | SUD-XXBR-X153-180-01 |  | FG | Nos | Nos | FG | FG-Finish Products | BRAVO 15KVA/180V HUPS | Finished Products | NA | DOMESTIC BRAVO SERIES |  | 85049090 | [11 empty] | 1 | 0 | 0 | 1 | [11 empty] | 0 | [5 empty] | N/A | SUD-BR-153-180-01 | SUD-XXBR-X153-180-01
IM02490 | BRAVO ECO 1050/12V HUPS | SUD-XXBE-X102-012-01 |  | FG | Nos | Nos | FG | FG-Finish Products | BRAVO ECO 1050/12V HUPS | Finished Products | NA | DOMESTIC BRAVO SERIES |  | 85049090 | [11 empty] | 1 | 0 | 0 | 1 | [11 empty] | 0 | [5 empty] | N/A | SUD-BE-102-012-01 | SUD-XXBE-X102-012-01
IM02491 | BRAVO ECO 1100/12V HUPS | SUD-XXBE-X112-012-01 |  | FG | Nos | Nos | FG | FG-Finish Products | BRAVO ECO 1100/12V HUPS | Finished Products | NA | DOMESTIC BRAVO SERIES |  | 85049090 | [11 empty] | 1 | 0 | 0 | 1 | [11 empty] | 0 | [5 empty] | N/A | SUD-BE-112-012-01 | SUD-XXBE-X112-012-01
IM02492 | BRAVO ECO 1250/12V HUPS | SUD-XXBE-X122-012-01 |  | FG | Nos | Nos | FG | FG-Finish Products | BRAVO ECO 1250/12V HUPS | Finished Products | NA | DOMESTIC BRAVO SERIES |  | 85049090 | [11 empty] | 1 | 0 | 0 | 1 | [11 empty] | 0 | [5 empty] | N/A | SUD-BE-122-012-01 | SUD-XXBE-X122-012-01
IM02493 | BRAVO ECO 850/12V HUPS | SUD-XXBE-X850-012-01 |  | FG | Nos | Nos | FG | FG-Finish Products | BRAVO ECO 850/12V HUPS | Finished Products | NA | DOMESTIC BRAVO SERIES |  | 85049090 | [11 empty] | 1 | 0 | 0 | 1 | [11 empty] | 0 | [5 empty] | N/A | SUD-BE-850-012-01 | SUD-XXBE-X850-012-01
IM02494 | BRAVO ECO 875/12V HUPS | SUD-XXBE-X875-012-01 |  | FG | Nos | Nos | FG | FG-Finish Products | BRAVO ECO 875/12V HUPS | Finished Products | NA | DOMESTIC BRAVO SERIES |  | 85049090 | [11 empty] | 1 | 0 | 0 | 1 | [11 empty] | 0 | [5 empty] | N/A | SUD-BE-875-012-01 | SUD-XXBE-X875-012-01
IM02495 | ONLINE UPS 3KVA/96V | UPS-XXOL-X302-096-01 |  | FG | Nos | Nos | FG | FG-Finish Products | ONLINE UPS 3KVA/96V | Finished Products | NA | ONLINE UPS SERIES |  | 85049090 | [11 empty] | 1 | 0 | 0 | 1 | [11 empty] | 0 | [5 empty] | N/A | UPS-OL-302-096-01 | UPS-XXOL-X302-096-01
IM02496 | LIFT UPS 6KVA/72V | UPS-XXOL-X602-072-01 |  | FG | Nos | Nos | FG | FG-Finish Products | LIFT UPS 6KVA/72V | Finished Products | NA | ONLINE UPS SERIES |  | 85049090 | [11 empty] | 1 | 0 | 0 | 1 | [11 empty] | 0 | [5 empty] | N/A | UPS-OL-602-072-01 | UPS-XXOL-X602-072-01
IM02497 | ONLINE UPS 5KVA/180V | UPS-XXOL-X502-180-01 |  | FG | Nos | Nos | FG | FG-Finish Products | ONLINE UPS 5KVA/180V | Finished Products | NA | ONLINE UPS SERIES |  | 85049090 | [11 empty] | 1 | 0 | 0 | 1 | [11 empty] | 0 | [5 empty] | N/A | UPS-OL-502-180-01 | UPS-XXOL-X502-180-01
IM02498 | ONLINE UPS 7.5KVA/180V | UPS-XXOL-X752-180-01 |  | FG | Nos | Nos | FG | FG-Finish Products | ONLINE UPS 7.5KVA/180V | Finished Products | NA | ONLINE UPS SERIES |  | 85049090 | [11 empty] | 1 | 0 | 0 | 1 | [11 empty] | 0 | [5 empty] | N/A | UPS-OL-752-180-01 | UPS-XXOL-X752-180-01
IM02499 | ONLINE UPS 10KVA/180V | UPS-XXOL-X103-180-01 |  | FG | Nos | Nos | FG | FG-Finish Products | ONLINE UPS 10KVA/180V | Finished Products | NA | ONLINE UPS SERIES |  | 85049090 | [11 empty] | 1 | 0 | 0 | 1 | [11 empty] | 0 | [5 empty] | N/A | UPS-OL-103-180-01 | UPS-XXOL-X103-180-01
IM02500 | NOVA ECO 1000/12V HUPS | SUD-XXNV-X102-012-01 |  | FG | Nos | Nos | FG | FG-Finish Products | NOVA ECO 1000/12V HUPS | Finished Products | NA | DOMESTIC NOVA SERIES |  | 85049090 | [11 empty] | 1 | 0 | 0 | 1 | [11 empty] | 0 | [5 empty] | N/A | SUD-NV-102-012-01 | SUD-XXNV-X102-012-01
IM02501 | NOVA ECO 2525/24V HUPS | SUD-XXNV-X262-024-01 |  | FG | Nos | Nos | FG | FG-Finish Products | NOVA ECO 2525/24V HUPS | Finished Products | NA | DOMESTIC NOVA SERIES |  | 85044090 | [11 empty] | 1 | 0 | 0 | 1 | [11 empty] | 0 | [5 empty] | N/A | SUD-NV-262-024-01 | SUD-XXNV-X262-024-01
IM02502 | NOVA ECO 2000/24V HUPS | SUD-XXNV-X202-024-01 |  | FG | Nos | Nos | FG | FG-Finish Products | NOVA ECO 2000/24V HUPS | Finished Products | NA | DOMESTIC NOVA SERIES |  | 85044090 | [11 empty] | 1 | 0 | 0 | 1 | [11 empty] | 0 | [5 empty] | N/A | SUD-NV-202-024-01 | SUD-XXNV-X202-024-01
IM02503 | NOVA 1250/12V HUPS | SUD-XXNV-X122-012-01 |  | FG | Nos | Nos | FG | FG-Finish Products | NOVA 1250/12V HUPS | Finished Products | NA | DOMESTIC NOVA SERIES |  | 85044090 | [11 empty] | 1 | 0 | 0 | 1 | [11 empty] | 0 | [5 empty] | N/A | SUD-NV-122-012-01 | SUD-XXNV-X122-012-01
IM02504 | NOVA 2500/24V HUPS | SUD-XXNV-X252-024-01 |  | FG | Nos | Nos | FG | FG-Finish Products | NOVA 2500/24V HUPS | Finished Products | NA | DOMESTIC NOVA SERIES |  | 85044090 | [11 empty] | 1 | 0 | 0 | 1 | [11 empty] | 0 | [5 empty] | N/A | SUD-NV-252-024-01 | SUD-XXNV-X252-024-01
IM02505 | NOVA 1050/12V HUPS | SUD-XXNV-X112-012-01 |  | FG | Nos | Nos | FG | FG-Finish Products | NOVA 1050/12V HUPS | Finished Products | NA | DOMESTIC NOVA SERIES |  | 85044090 | [11 empty] | 1 | 0 | 0 | 1 | [11 empty] | 0 | [5 empty] | N/A | SUD-NV-112-012-01 | SUD-XXNV-X112-012-01
IM02506 | NOVA 850/12V HUPS | SUD-XXNV-X850-012-01 |  | FG | Nos | Nos | FG | FG-Finish Products | NOVA 850/12V HUPS | Finished Products | NA | DOMESTIC NOVA SERIES |  | 85049090 | [11 empty] | 1 | 0 | 0 | 1 | [11 empty] | 0 | [5 empty] | N/A | SUD-NV-850-012-01 | SUD-XXNV-X850-012-01
IM02507 | NOVA 875/24V HUPS | SUD-XXNV-X875-012-01 |  | FG | Nos | Nos | FG | FG-Finish Products | NOVA 875/24V HUPS | Finished Products | NA | DOMESTIC NOVA SERIES |  | 85049090 | [11 empty] | 1 | 0 | 0 | 1 | [11 empty] | 0 | [5 empty] | N/A | SUD-NV-875-012-01 | SUD-XXNV-X875-012-01
IM02508 | SAVER 700VA/12V SOLAR PCU | SPD-XXSV-X700-012-01 |  | FG | Nos | Nos | FG | FG-Finish Products | SAVER 700VA/12V SOLAR PCU | Finished Products | NA | DOMESTIC SAVER SERIES |  | 85044090 | [11 empty] | 1 | 0 | 0 | 1 | [11 empty] | 0 | [5 empty] | N/A | SPD-SV-700-012-01 | SPD-XXSV-X700-012-01
IM02509 | SAVER 900VA/12V SOLAR PCU | SPD-XXSV-X900-012-01 |  | FG | Nos | Nos | FG | FG-Finish Products | SAVER 900VA/12V SOLAR PCU | Finished Products | NA | DOMESTIC SAVER SERIES |  | 85044090 | [11 empty] | 1 | 0 | 0 | 1 | [11 empty] | 0 | [5 empty] | N/A | SPD-SV-900-012-01 | SPD-XXSV-X900-012-01
IM02510 | SAVER 1000/12V SOLAR PCU | SPD-XXSV-X102-012-01 |  | FG | Nos | Nos | FG | FG-Finish Products | SAVER 1000/12V SOLAR PCU | Finished Products | NA | DOMESTIC SAVER SERIES |  | 85044090 | [11 empty] | 1 | 0 | 0 | 1 | [11 empty] | 0 | [5 empty] | N/A | SPD-SV-102-012-01 | SPD-XXSV-X102-012-01
IM02511 | SAVER 1100VA/12V SOLAR PCU | SPD-XXSV-X112-012-01 |  | FG | Nos | Nos | FG | FG-Finish Products | SAVER 1100VA/12V SOLAR PCU | Finished Products | NA | DOMESTIC SAVER SERIES |  | 85049090 | [11 empty] | 1 | 0 | 0 | 1 | [11 empty] | 0 | [5 empty] | N/A | SPD-SV-112-012-01 | SPD-XXSV-X112-012-01
IM02512 | SAVER 1700VA/24V SOLAR PCU | SPD-XXSV-X172-024-01 |  | FG | Nos | Nos | FG | FG-Finish Products | SAVER 1700VA/24V SOLAR PCU | Finished Products | NA | DOMESTIC SAVER SERIES |  | 85044090 | [11 empty] | 1 | 0 | 0 | 1 | [11 empty] | 0 | [5 empty] | N/A | SPD-SV-172-024-01 | SPD-XXSV-X172-024-01
IM02513 | SAVER 2000VA/24V SOLAR PCU REV.02 | SPD-XXSV-X202-024-01 |  | FG | Nos | Nos | FG | FG-Finish Products | SAVER 2000VA/24V SOLAR PCU REV.02 | Finished Products | NA | DOMESTIC SAVER SERIES |  | 85044090 | [11 empty] | 1 | 0 | 0 | 1 | [11 empty] | 0 | [5 empty] | N/A | SPD-SV-202-024-01 | SPD-XXSV-X202-024-01
IM02514 | SAVER 2500VA/24V SOLAR PCU REV.02 | SPD-XXSV-X252-024-01 |  | FG | Nos | Nos | FG | FG-Finish Products | SAVER 2500VA/24V SOLAR PCU REV.02 | Finished Products | NA | DOMESTIC SAVER SERIES |  | 85044090 | [11 empty] | 1 | 0 | 0 | 1 | [11 empty] | 0 | [5 empty] | N/A | SPD-SV-252-024-01 | SPD-XXSV-X252-024-01
IM02515 | SAVER 2500VA/36V SOLAR PCU | SPD-XXSV-X252-036-01 |  | FG | Nos | Nos | FG | FG-Finish Products | SAVER 2500VA/36V SOLAR PCU | Finished Products | NA | DOMESTIC SAVER SERIES |  | 85044090 | [11 empty] | 1 | 0 | 0 | 1 | [11 empty] | 0 | [5 empty] | N/A | SPD-SV-252-036-01 | SPD-XXSV-X252-036-01
IM02516 | SAVER 3.5KVA/48V SOLAR PCU | SPD-XXSV-X352-048-01 |  | FG | Nos | Nos | FG | FG-Finish Products | SAVER 3.5KVA/48V SOLAR PCU | Finished Products | NA | DOMESTIC SAVER SERIES |  | 85044090 | [11 empty] | 1 | 0 | 0 | 1 | [11 empty] | 0 | [5 empty] | N/A | SPD-SV-352-048-01 | SPD-XXSV-X352-048-01
IM02517 | SAVER 5.2KVA/48V SOLAR PCU | SPD-XXSV-X522-048-01 |  | FG | Nos | Nos | FG | FG-Finish Products | SAVER 5.2KVA/48V SOLAR PCU | Finished Products | NA | DOMESTIC SAVER SERIES |  | 85044090 | [11 empty] | 1 | 0 | 0 | 1 | [11 empty] | 0 | [5 empty] | N/A | SPD-SV-522-048-01 | SPD-XXSV-X522-048-01
IM02518 | SAVER 5.2KVA/96V SOLAR PCU | SPD-XXSV-X522-096-01 |  | FG | Nos | Nos | FG | FG-Finish Products | SAVER 5.2KVA/96V SOLAR PCU | Finished Products | NA | DOMESTIC SAVER SERIES |  | 85044090 | [11 empty] | 1 | 0 | 0 | 1 | [11 empty] | 0 | [5 empty] | N/A | SPD-SV-522-096-01 | SPD-XXSV-X522-096-01
IM02519 | SAVER 6KVA/72V SOLAR PCU | SPD-XXSV-X602-072-01 |  | FG | Nos | Nos | FG | FG-Finish Products | SAVER 6KVA/72V SOLAR PCU | Finished Products | NA | DOMESTIC SAVER SERIES |  | 85044090 | [11 empty] | 1 | 0 | 0 | 1 | [11 empty] | 0 | [5 empty] | N/A | SPD-SV-602-072-01 | SPD-XXSV-X602-072-01
IM02520 | SAVER 7.5KVA/96V SOLAR PCU | SPD-XXSV-X752-096-01 |  | FG | Nos | Nos | FG | FG-Finish Products | SAVER 7.5KVA/96V SOLAR PCU | Finished Products | NA | DOMESTIC SAVER SERIES |  | 85044090 | [11 empty] | 1 | 0 | 0 | 1 | [11 empty] | 0 | [5 empty] | N/A | SPD-SV-752-096-01 | SPD-XXSV-X752-096-01
IM02521 | SAVER 10KVA/120V SOLAR PCU | SPD-XXSV-X103-120-01 |  | FG | Nos | Nos | FG | FG-Finish Products | SAVER 10KVA/120V SOLAR PCU | Finished Products | NA | DOMESTIC SAVER SERIES |  | 85044090 | [11 empty] | 1 | 0 | 0 | 1 | [11 empty] | 0 | [5 empty] | N/A | SPD-SV-103-120-01 | SPD-XXSV-X103-120-01
IM02522 | SAVER 3050VA/24V SOLAR PCU | SPD-XXSV-X302-024-01 |  | FG | Nos | Nos | FG | FG-Finish Products | SAVER 3050VA/24V SOLAR PCU | Finished Products | NA | DOMESTIC SAVER SERIES |  | 85049090 | [11 empty] | 1 | 0 | 0 | 1 | [11 empty] | 0 | [5 empty] | N/A | SPD-SV-302-024-01 | SPD-XXSV-X302-024-01
IM02523 | SAVER 5.5KVA/48V SOLAR PCU | SPD-XXSV-X552-048-01 |  | FG | Nos | Nos | FG | FG-Finish Products | SAVER 5.5KVA/48V SOLAR PCU | Finished Products | NA | DOMESTIC SAVER SERIES |  | 85049090 | [11 empty] | 1 | 0 | 0 | 1 | [11 empty] | 0 | [5 empty] | N/A | SPD-SV-552-048-01 | SPD-XXSV-X552-048-01
IM02524 | SHINE 1000/12V SOLAR PCU | SPD-XXSH-X102-012-01 |  | FG | Nos | Nos | FG | FG-Finish Products | SHINE 1000/12V SOLAR PCU | Finished Products | NA | DOMESTIC SHINE SERIES |  | 85049090 | [11 empty] | 1 | 0 | 0 | 1 | [11 empty] | 0 | [5 empty] | N/A | SPD-SH-102-012-01 | SPD-XXSH-X102-012-01
IM02525 | SHINE+ 2525/24V SOLAR PCU | SPD-XXSH-X262-024-00 |  | FG | Nos | Nos | FG | FG-Finish Products | SHINE+ 2525/24V SOLAR PCU | Finished Products | NA | DOMESTIC SHINE SERIES |  | 85049090 | [11 empty] | 1 | 0 | 0 | 1 | [11 empty] | 0 | [5 empty] | N/A | SPD-SH-262-024-00 | SPD-XXSH-X262-024-00
IM02526 | SHINE+ 3050/24V SOLAR PCU | SPD-XXSH-X312-024-01 |  | FG | Nos | Nos | FG | FG-Finish Products | SHINE+ 3050/24V SOLAR PCU | Finished Products | NA | DOMESTIC SHINE SERIES |  | 85049090 | [11 empty] | 1 | 0 | 0 | 1 | [11 empty] | 0 | [5 empty] | N/A | SPD-SH-312-024-01 | SPD-XXSH-X312-024-01
IM02527 | SHINE 5KVA/48V SOLAR PCU | SPD-XXSH-X502-048-01 |  | FG | Nos | Nos | FG | FG-Finish Products | SHINE 5KVA/48V SOLAR PCU | Finished Products | NA | DOMESTIC SHINE SERIES |  | 85044090 | [11 empty] | 1 | 0 | 0 | 1 | [11 empty] | 0 | [5 empty] | N/A | SPD-SH-502-048-01 | SPD-XXSH-X502-048-01
IM02528 | SHINE 2000VA/24V SOLAR PCU REV.02 | SPD-XXSH-X202-024-01 |  | FG | Nos | Nos | FG | FG-Finish Products | SHINE 2000VA/24V SOLAR PCU REV.02 | Finished Products | NA | DOMESTIC SHINE SERIES |  | 85044090 | [11 empty] | 1 | 0 | 0 | 1 | [11 empty] | 0 | [5 empty] | N/A | SPD-SH-202-024-01 | SPD-XXSH-X202-024-01
IM02529 | SHINE 1250VA/12V SOLAR PCU | SPD-XXSH-X122-012-01 |  | FG | Nos | Nos | FG | FG-Finish Products | SHINE 1250VA/12V SOLAR PCU | Finished Products | NA | DOMESTIC SHINE SERIES |  | 85044090 | [11 empty] | 1 | 0 | 0 | 1 | [11 empty] | 0 | [5 empty] | N/A | SPD-SH-122-012-01 | SPD-XXSH-X122-012-01
IM02530 | SHINE 2500VA/24V SOLAR PCU REV.02 | SPD-XXSH-X252-024-01 |  | FG | Nos | Nos | FG | FG-Finish Products | SHINE 2500VA/24V SOLAR PCU REV.02 | Finished Products | NA | DOMESTIC SHINE SERIES |  | 85044090 | [11 empty] | 1 | 0 | 0 | 1 | [11 empty] | 0 | [5 empty] | N/A | SPD-SH-252-024-01 | SPD-XXSH-X252-024-01
IM02531 | SHINE 4KVA/48V SOLAR PCU | SPD-XXSH-X402-048-01 |  | FG | Nos | Nos | FG | FG-Finish Products | SHINE 4KVA/48V SOLAR PCU | Finished Products | NA | DOMESTIC SHINE SERIES |  | 85044090 | [11 empty] | 1 | 0 | 0 | 1 | [11 empty] | 0 | [5 empty] | N/A | SPD-SH-402-048-01 | SPD-XXSH-X402-048-01
IM02532 | SHINE 7.5KVA/96V SOLAR PCU | SPD-XXSH-X752-096-01 |  | FG | Nos | Nos | FG | FG-Finish Products | SHINE 7.5KVA/96V SOLAR PCU | Finished Products | NA | DOMESTIC SHINE SERIES |  | 85044090 | [11 empty] | 1 | 0 | 0 | 1 | [11 empty] | 0 | [5 empty] | N/A | SPD-SH-752-096-01 | SPD-XXSH-X752-096-01
IM02533 | SHINE 10KVA/120V SOLAR PCU | SPD-XXSH-X103-120-01 |  | FG | Nos | Nos | FG | FG-Finish Products | SHINE 10KVA/120V SOLAR PCU | Finished Products | NA | DOMESTIC SHINE SERIES |  | 85044090 | [11 empty] | 1 | 0 | 0 | 1 | [11 empty] | 0 | [5 empty] | N/A | SPD-SH-103-120-01 | SPD-XXSH-X103-120-01
IM02534 | BOOM 700VA/12V SOLAR PCU | SPD-XXBM-X700-012-01 |  | FG | Nos | Nos | FG | FG-Finish Products | BOOM 700VA/12V SOLAR PCU | Finished Products | NA | DOMESTIC BOOM SERIES |  | 85044090 | [11 empty] | 1 | 0 | 0 | 1 | [11 empty] | 0 | [5 empty] | N/A | SPD-BM-700-012-01 | SPD-XXBM-X700-012-01
IM02535 | BOOM 900VA/12V SOLAR PCU | SPD-XXBM-X900-012-01 |  | FG | Nos | Nos | FG | FG-Finish Products | BOOM 900VA/12V SOLAR PCU | Finished Products | NA | DOMESTIC BOOM SERIES |  | 85044090 | [11 empty] | 1 | 0 | 0 | 1 | [11 empty] | 0 | [5 empty] | N/A | SPD-BM-900-012-01 | SPD-XXBM-X900-012-01
IM02536 | BOOM 1100VA/12V SOLAR PCU | SPD-XXBM-X112-012-01 |  | FG | Nos | Nos | FG | FG-Finish Products | BOOM 1100VA/12V SOLAR PCU | Finished Products | NA | DOMESTIC BOOM SERIES |  | 85044090 | [11 empty] | 1 | 0 | 0 | 1 | [11 empty] | 0 | [5 empty] | N/A | SPD-BM-112-012-01 | SPD-XXBM-X112-012-01
IM02537 | BOOM 2000VA/24V SOLAR PCU | SPD-XXBM-X202-024-01 |  | FG | Nos | Nos | FG | FG-Finish Products | BOOM 2000VA/24V SOLAR PCU | Finished Products | NA | DOMESTIC BOOM SERIES |  | 85044090 | [11 empty] | 1 | 0 | 0 | 1 | [11 empty] | 0 | [5 empty] | N/A | SPD-BM-202-024-01 | SPD-XXBM-X202-024-01
IM02538 | BOOM 400VA/12V SOLAR PCU | SPD-XXBM-X400-012-01 |  | FG | Nos | Nos | FG | FG-Finish Products | BOOM 400VA/12V SOLAR PCU | Finished Products | NA | DOMESTIC BOOM SERIES |  | 85044090 | [11 empty] | 1 | 0 | 0 | 1 | [11 empty] | 0 | [5 empty] | N/A | SPD-BM-400-012-01 | SPD-XXBM-X400-012-01
IM02539 | BRAVO+ 800VA/12V RED | SPD-XXBP-X800-012-01 |  | FG | Nos | Nos | FG | FG-Finish Products | BRAVO+ 800VA/12V RED | Finished Products | NA | DOMESTIC BOOM SERIES |  | 85044090 | [11 empty] | 1 | 0 | 0 | 1 | [11 empty] | 0 | [5 empty] | N/A | SPD-BP-800-012-01 | SPD-XXBP-X800-012-01
IM02540 | BRAVO+ 850VA/12V | SPD-XXBP-X850-012-01 |  | FG | Nos | Nos | FG | FG-Finish Products | BRAVO+ 850VA/12V | Finished Products | NA | DOMESTIC BOOM SERIES |  | 85044090 | [11 empty] | 1 | 0 | 0 | 1 | [11 empty] | 0 | [5 empty] | N/A | SPD-BP-850-012-01 | SPD-XXBP-X850-012-01
IM02541 | BRAVO+ 1050VA/12V | SPD-XXBP-X102-012-01 |  | FG | Nos | Nos | FG | FG-Finish Products | BRAVO+ 1050VA/12V | Finished Products | NA | DOMESTIC BOOM SERIES |  | 85044090 | [11 empty] | 1 | 0 | 0 | 1 | [11 empty] | 0 | [5 empty] | N/A | SPD-BP-102-012-01 | SPD-XXBP-X102-012-01
IM02542 | BRAVO+ 1250VA/12V | SPD-XXBP-X122-012-01 |  | FG | Nos | Nos | FG | FG-Finish Products | BRAVO+ 1250VA/12V | Finished Products | NA | DOMESTIC BOOM SERIES |  | 0 | [11 empty] | 1 | 0 | 0 | 1 | [11 empty] | 0 | [5 empty] | N/A | SPD-BP-122-012-01 | SPD-XXBP-X122-012-01
IM02543 | NOVA+ 1050VA/12V | SPD-XXNP-X102-012-01 |  | FG | Nos | Nos | FG | FG-Finish Products | NOVA+ 1050VA/12V | Finished Products | NA | DOMESTIC NOVA+ SERIES |  | 85044090 | [11 empty] | 1 | 0 | 0 | 1 | [11 empty] | 0 | [5 empty] | N/A | SPD-NP-102-012-01 | SPD-XXNP-X102-012-01
IM02544 | NOVA+ 850VA/12V | SPD-XXNP-X850-012-01 |  | FG | Nos | Nos | FG | FG-Finish Products | NOVA+ 850VA/12V | Finished Products | NA | DOMESTIC NOVA+ SERIES |  | 85044090 | [11 empty] | 1 | 0 | 0 | 1 | [11 empty] | 0 | [5 empty] | N/A | SPD-NP-850-012-01 | SPD-XXNP-X850-012-01
IM02545 | SUPERB 1100VA/12V SOLAR PCU | SPD-XXSB-X112-012-01 |  | FG | Nos | Nos | FG | FG-Finish Products | SUPERB 1100VA/12V SOLAR PCU | Finished Products | NA | DOMESTIC SUPERB SERIES |  | 85044090 | [11 empty] | 1 | 0 | 0 | 1 | [11 empty] | 0 | [5 empty] | N/A | SPD-SB-112-012-01 | SPD-XXSB-X112-012-01
IM02546 | SUPERB 2200VA/24V SOLAR PCU | SPD-XXSB-X222-024-01 |  | FG | Nos | Nos | FG | FG-Finish Products | SUPERB 2200VA/24V SOLAR PCU | Finished Products | NA | DOMESTIC SUPERB SERIES |  | 85044090 | [11 empty] | 1 | 0 | 0 | 1 | [11 empty] | 0 | [5 empty] | N/A | SPD-SB-222-024-01 | SPD-XXSB-X222-024-01
IM02547 | SUPERB 5.2KVA/48V SOLAR PCU | SPD-XXSB-X522-048-01 |  | FG | Nos | Nos | FG | FG-Finish Products | SUPERB 5.2KVA/48V SOLAR PCU | Finished Products | NA | DOMESTIC SUPERB SERIES |  | 85044090 | [11 empty] | 1 | 0 | 0 | 1 | [11 empty] | 0 | [5 empty] | N/A | SPD-SB-522-048-01 | SPD-XXSB-X522-048-01
IM02548 | SUPERB 4KVA/48V SOLAR PCU | SPD-XXSB-X402-048-01 |  | FG | Nos | Nos | FG | FG-Finish Products | SUPERB 4KVA/48V SOLAR PCU | Finished Products | NA | DOMESTIC SUPERB SERIES |  | 85049090 | [11 empty] | 1 | 0 | 0 | 1 | [11 empty] | 0 | [5 empty] | N/A | SPD-SB-402-048-01 | SPD-XXSB-X402-048-01
IM02549 | SUPERB 2500VA/24V SOLAR PCU REV.02 | SPD-XXSB-X252-024-01 |  | FG | Nos | Nos | FG | FG-Finish Products | SUPERB 2500VA/24V SOLAR PCU REV.02 | Finished Products | NA | DOMESTIC SUPERB SERIES |  | 85044090 | [11 empty] | 1 | 0 | 0 | 1 | [11 empty] | 0 | [5 empty] | N/A | SPD-SB-252-024-01 | SPD-XXSB-X252-024-01
IM02550 | SUPERB 10KVA/120V SOLAR PCU | SPD-XXSB-X103-120-01 |  | FG | Nos | Nos | FG | FG-Finish Products | SUPERB 10KVA/120V SOLAR PCU | Finished Products | NA | DOMESTIC SUPERB SERIES |  | 85044090 | [11 empty] | 1 | 0 | 0 | 1 | [11 empty] | 0 | [5 empty] | N/A | SPD-SB-103-120-01 | SPD-XXSB-X103-120-01
IM02551 | SUPERB 1100VA/12V SOLAR PCU REV.02 | SPD-XXSB-X112-012-02 |  | FG | Nos | Nos | FG | FG-Finish Products | SUPERB 1100VA/12V SOLAR PCU REV.02 | Finished Products | NA | DOMESTIC SUPERB SERIES |  | 85049090 | [11 empty] | 1 | 0 | 0 | 1 | [11 empty] | 0 | [5 empty] | N/A | SPD-SB-112-012-02 | SPD-XXSB-X112-012-02
IM02552 | SUPERB 7.5KVA/96V SOLAR PCU | SPD-XXSB-X752-096-01 |  | FG | Nos | Nos | FG | FG-Finish Products | SUPERB 7.5KVA/96V SOLAR PCU | Finished Products | NA | DOMESTIC SUPERB SERIES |  | 85044090 | [11 empty] | 1 | 0 | 0 | 1 | [11 empty] | 0 | [5 empty] | N/A | SPD-SB-752-096-01 | SPD-XXSB-X752-096-01
IM02553 | SUPERB 15KVA/180V SOLAR PCU | SPD-XXSB-X153-180-01 |  | FG | Nos | Nos | FG | FG-Finish Products | SUPERB 15KVA/180V SOLAR PCU | Finished Products | NA | DOMESTIC SUPERB SERIES |  | 85044090 | [11 empty] | 1 | 0 | 0 | 1 | [11 empty] | 0 | [5 empty] | N/A | SPD-SB-153-180-01 | SPD-XXSB-X153-180-01
IM02554 | SUPERB+ 2525/24V SOLAR PCU | SPD-XXSB-X262-024-01 |  | FG | Nos | Nos | FG | FG-Finish Products | SUPERB+ 2525/24V SOLAR PCU | Finished Products | NA | DOMESTIC SUPERB SERIES |  | 85049090 | [11 empty] | 1 | 0 | 0 | 1 | [11 empty] | 0 | [5 empty] | N/A | SPD-SB-262-024-01 | SPD-XXSB-X262-024-01
IM02555 | SUPERB+ 3050/24V SOLAR PCU | SPD-XXSB-X312-024-01 |  | FG | Nos | Nos | FG | FG-Finish Products | SUPERB+ 3050/24V SOLAR PCU | Finished Products | NA | DOMESTIC SUPERB SERIES |  | 85049090 | [11 empty] | 1 | 0 | 0 | 1 | [11 empty] | 0 | [5 empty] | N/A | SPD-SB-312-024-01 | SPD-XXSB-X312-024-01
IM02556 | SUPERB 6KVA/72V SOLAR PCU | SPD-XXSB-X602-072-01 |  | FG | Nos | Nos | FG | FG-Finish Products | SUPERB 6KVA/72V SOLAR PCU | Finished Products | NA | DOMESTIC SUPERB SERIES |  | 85049090 | [11 empty] | 1 | 0 | 0 | 1 | [11 empty] | 0 | [5 empty] | N/A | SPD-SB-602-072-01 | SPD-XXSB-X602-072-01
IM02557 | SUPERB 5.2KVA/96V SOLAR PCU | SPD-XXSB-X522-096-01 |  | FG | Nos | Nos | FG | FG-Finish Products | SUPERB 5.2KVA/96V SOLAR PCU | Finished Products | NA | DOMESTIC SUPERB SERIES |  | 85049090 | [11 empty] | 1 | 0 | 0 | 1 | [11 empty] | 0 | [5 empty] | N/A | SPD-SB-522-096-01 | SPD-XXSB-X522-096-01
IM02558 | SUPERB 2500VA/48V SOLAR PCU | SPD-XXSB-X252-048-01 |  | FG | Nos | Nos | FG | FG-Finish Products | SUPERB 2500VA/48V SOLAR PCU | Finished Products | NA | DOMESTIC SUPERB SERIES |  | 85049090 | [11 empty] | 1 | 0 | 0 | 1 | [11 empty] | 0 | [5 empty] | N/A | SPD-SB-252-048-01 | SPD-XXSB-X252-048-01
IM02559 | SUPERB 3050VA/24V SOLAR PCU | SPD-XXSB-X302-024-01 |  | FG | Nos | Nos | FG | FG-Finish Products | SUPERB 3050VA/24V SOLAR PCU | Finished Products | NA | DOMESTIC SUPERB SERIES |  | 85049090 | [11 empty] | 1 | 0 | 0 | 1 | [11 empty] | 0 | [5 empty] | N/A | SPD-SB-302-024-01 | SPD-XXSB-X302-024-01
IM02560 | SUPERB 10KVA/240V 3P-3P ONLINE SOLAR PCU | SPD-XXSB-X103-240-01 |  | FG | Nos | Nos | FG | FG-Finish Products | SUPERB 10KVA/240V 3P-3P ONLINE SOLAR PCU | Finished Products | NA | DOMESTIC SUPERB SERIES |  | 85049090 | [11 empty] | 1 | 0 | 0 | 1 | [11 empty] | 0 | [5 empty] | N/A | SPD-SB-103-240-01 | SPD-XXSB-X103-240-01
IM02561 | SUPERB 20KVA/240V 3P-3P MPPT SOLAR PCU | SPD-XXSB-X203-240-01 |  | FG | Nos | Nos | FG | FG-Finish Products | SUPERB 20KVA/240V 3P-3P MPPT SOLAR PCU | Finished Products | NA | DOMESTIC SUPERB SERIES |  | 85049090 | [11 empty] | 1 | 0 | 0 | 1 | [11 empty] | 0 | [5 empty] | N/A | SPD-SB-203-240-01 | SPD-XXSB-X203-240-01
IM02562 | SUPERB 20KVA/240V 1P-1P MPPT SOLAR PCU | SPD-XXSB-X203-240-02 |  | FG | Nos | Nos | FG | FG-Finish Products | SUPERB 20KVA/240V 1P-1P MPPT SOLAR PCU | Finished Products | NA | DOMESTIC SUPERB SERIES |  | 85049090 | [11 empty] | 1 | 0 | 0 | 1 | [11 empty] | 0 | [5 empty] | N/A | SPD-SB-203-240-02 | SPD-XXSB-X203-240-02
IM02563 | SUPERB 15KVA/240V 1P-1P MPPT SOLAR PCU | SPD-XXSB-X153-240-01 |  | FG | Nos | Nos | FG | FG-Finish Products | SUPERB 15KVA/240V 1P-1P MPPT SOLAR PCU | Finished Products | NA | DOMESTIC SUPERB SERIES |  | 85049090 | [11 empty] | 1 | 0 | 0 | 1 | [11 empty] | 0 | [5 empty] | N/A | SPD-SB-153-240-01 | SPD-XXSB-X153-240-01
IM02564 | SUPERB 15KVA/240V 3P-3P MPPT SOLAR PCU | SPD-XXSB-X153-240-02 |  | FG | Nos | Nos | FG | FG-Finish Products | SUPERB 15KVA/240V 3P-3P MPPT SOLAR PCU | Finished Products | NA | DOMESTIC SUPERB SERIES |  | 85049090 | [11 empty] | 1 | 0 | 0 | 1 | [11 empty] | 0 | [5 empty] | N/A | SPD-SB-153-240-02 | SPD-XXSB-X153-240-02
IM02565 | SUPERB 40KVA/360V 3P-3P MPPT SOLAR PCU | SPD-XXSB-X403-360-01 |  | FG | Nos | Nos | FG | FG-Finish Products | SUPERB 40KVA/360V 3P-3P MPPT SOLAR PCU | Finished Products | NA | DOMESTIC SUPERB SERIES |  | 85049090 | [11 empty] | 1 | 0 | 0 | 1 | [11 empty] | 0 | [5 empty] | N/A | SPD-SB-403-360-01 | SPD-XXSB-X403-360-01
IM02566 | SUPERB 60KVA/384V 3P-3P MPPT SOLAR PCU | SPD-XXSB-X603-384-01 |  | FG | Nos | Nos | FG | FG-Finish Products | SUPERB 60KVA/384V 3P-3P MPPT SOLAR PCU | Finished Products | NA | DOMESTIC SUPERB SERIES |  | 85049090 | [11 empty] | 1 | 0 | 0 | 1 | [11 empty] | 0 | [5 empty] | N/A | SPD-SB-603-384-01 | SPD-XXSB-X603-384-01
IM02567 | SUPERB 10KVA/180V MPPT SOLAR PCU | SPD-XXSB-X103-180-01 |  | FG | Nos | Nos | FG | FG-Finish Products | SUPERB 10KVA/180V MPPT SOLAR PCU | Finished Products | NA | DOMESTIC SUPERB SERIES |  | 85049090 | [11 empty] | 1 | 0 | 0 | 1 | [11 empty] | 0 | [5 empty] | N/A | SPD-SB-103-180-01 | SPD-XXSB-X103-180-01
IM02568 | SUPERB 20KVA/360V 3P-3P MPPT SOLAR PCU | SPD-XXSB-X203-360-01 |  | FG | Nos | Nos | FG | FG-Finish Products | SUPERB 20KVA/360V 3P-3P MPPT SOLAR PCU | Finished Products | NA | DOMESTIC SUPERB SERIES |  | 85049090 | [11 empty] | 1 | 0 | 0 | 1 | [11 empty] | 0 | [5 empty] | N/A | SPD-SB-203-360-01 | SPD-XXSB-X203-360-01
IM02569 | SAVER+ 2525/24V SOLAR PCU | SPD-XXSV-X262-024-01 |  | FG | Nos | Nos | FG | FG-Finish Products | SAVER+ 2525/24V SOLAR PCU | Finished Products | NA | DOMESTIC SAVER+ SERIES |  | 85049090 | [11 empty] | 1 | 0 | 0 | 1 | [11 empty] | 0 | [5 empty] | N/A | SPD-SV-262-024-01 | SPD-XXSV-X262-024-01
IM02570 | SAVER+ 3050/24V SOLAR PCU | SPD-XXSV-X312-024-01 |  | FG | Nos | Nos | FG | FG-Finish Products | SAVER+ 3050/24V SOLAR PCU | Finished Products | NA | DOMESTIC SAVER+ SERIES |  | 85049090 | [11 empty] | 1 | 0 | 0 | 1 | [11 empty] | 0 | [5 empty] | N/A | SPD-SV-312-024-01 | SPD-XXSV-X312-024-01
IM02571 | SAVIOR 12V/25AMP. SCC | SCD-XXSA-XX12-025-01 |  | FG | Nos | Nos | FG | FG-Finish Products | SAVIOR 12V/25AMP. SCC | Finished Products | NA | DOMESTIC SAVIOR SERIES |  | 85437092 | [11 empty] | 1 | 0 | 0 | 1 | [11 empty] | 0 | [5 empty] | N/A | SCD-SA-012-025-01 | SCD-XXSA-XX12-025-01
IM02572 | SAVIOR 12V-24V/50AMP. SCC | SCD-XXSA-XX24-050-01 |  | FG | Nos | Nos | FG | FG-Finish Products | SAVIOR 12V-24V/50AMP. SCC | Finished Products | NA | DOMESTIC SAVIOR SERIES |  | 85437092 | [11 empty] | 1 | 0 | 0 | 1 | [11 empty] | 0 | [5 empty] | N/A | SCD-SA-024-050-01 | SCD-XXSA-XX24-050-01
IM02573 | SAVIOR 36V/50AMP. SCC | SCD-XXSA-XX36-050-01 |  | FG | Nos | Nos | FG | FG-Finish Products | SAVIOR 36V/50AMP. SCC | Finished Products | NA | DOMESTIC SAVIOR SERIES |  | 85437092 | [11 empty] | 1 | 0 | 0 | 1 | [11 empty] | 0 | [5 empty] | N/A | SCD-SA-036-050-01 | SCD-XXSA-XX36-050-01
IM02574 | SAVIOR 24V-48V/50AMP. SCC | SCD-XXSA-XX48-050-01 |  | FG | Nos | Nos | FG | FG-Finish Products | SAVIOR 24V-48V/50AMP. SCC | Finished Products | NA | DOMESTIC SAVIOR SERIES |  | 85437092 | [11 empty] | 1 | 0 | 0 | 1 | [11 empty] | 0 | [5 empty] | N/A | SCD-SA-048-050-01 | SCD-XXSA-XX48-050-01
IM02575 | SAVIOR 72V/50AMP. SCC | SCD-XXSA-XX72-050-01 |  | FG | Nos | Nos | FG | FG-Finish Products | SAVIOR 72V/50AMP. SCC | Finished Products | NA | DOMESTIC SAVIOR SERIES |  | 85437092 | [11 empty] | 1 | 0 | 0 | 1 | [11 empty] | 0 | [5 empty] | N/A | SCD-SA-072-050-01 | SCD-XXSA-XX72-050-01
IM02576 | SAVIOR 96V/50AMP. SCC | SCD-XXSA-XX96-050-01 |  | FG | Nos | Nos | FG | FG-Finish Products | SAVIOR 96V/50AMP. SCC | Finished Products | NA | DOMESTIC SAVIOR SERIES |  | 85437092 | [11 empty] | 1 | 0 | 0 | 1 | [11 empty] | 0 | [5 empty] | N/A | SCD-SA-096-050-01 | SCD-XXSA-XX96-050-01
IM02577 | SAVIOR 120V/50AMP. SCC | SCD-XXSA-X120-050-01 |  | FG | Nos | Nos | FG | FG-Finish Products | SAVIOR 120V/50AMP. SCC | Finished Products | NA | DOMESTIC SAVIOR SERIES |  | 85437092 | [11 empty] | 1 | 0 | 0 | 1 | [11 empty] | 0 | [5 empty] | N/A | SCD-SA-120-050-01 | SCD-XXSA-X120-050-01
IM02578 | SAVIOR 180V/50AMP. SCC | SCD-XXSA-X180-050-01 |  | FG | Nos | Nos | FG | FG-Finish Products | SAVIOR 180V/50AMP. SCC | Finished Products | NA | DOMESTIC SAVIOR SERIES |  | 85437092 | [11 empty] | 1 | 0 | 0 | 1 | [11 empty] | 0 | [5 empty] | N/A | SCD-SA-180-050-01 | SCD-XXSA-X180-050-01
IM02579 | TRENDY+ 2525/24V SOLAR PCU | SPD-XXTR-X262-024-01 |  | FG | Nos | Nos | FG | FG-Finish Products | TRENDY+ 2525/24V SOLAR PCU | Finished Products | NA | DOMESTIC TRENDY+ SERIES |  | 85044090 | [11 empty] | 1 | 0 | 0 | 1 | [11 empty] | 0 | [5 empty] | N/A | SPD-TR-262-024-01 | SPD-XXTR-X262-024-01
IM02580 | TRENDY+ 3050/24V SOLAR PCU | SPD-XXTR-X312-024-01 |  | FG | Nos | Nos | FG | FG-Finish Products | TRENDY+ 3050/24V SOLAR PCU | Finished Products | NA | DOMESTIC TRENDY+ SERIES |  | 85049090 | [11 empty] | 1 | 0 | 0 | 1 | [11 empty] | 0 | [5 empty] | N/A | SPD-TR-312-024-01 | SPD-XXTR-X312-024-01
IM02581 | TRENDY+ 4KVA/48V SOLAR PCU | SPD-XXTR-X402-048-01 |  | FG | Nos | Nos | FG | FG-Finish Products | TRENDY+ 4KVA/48V SOLAR PCU | Finished Products | NA | DOMESTIC TRENDY+ SERIES |  | 85044090 | [11 empty] | 1 | 0 | 0 | 1 | [11 empty] | 0 | [5 empty] | N/A | SPD-TR-402-048-01 | SPD-XXTR-X402-048-01
IM02582 | TRENDY+ 5KVA/48V SOLAR PCU | SPD-XXTR-X502-048-01 |  | FG | Nos | Nos | FG | FG-Finish Products | TRENDY+ 5KVA/48V SOLAR PCU | Finished Products | NA | DOMESTIC TRENDY+ SERIES |  | 85044090 | [11 empty] | 1 | 0 | 0 | 1 | [11 empty] | 0 | [5 empty] | N/A | SPD-TR-502-048-01 | SPD-XXTR-X502-048-01
IM02583 | TRENDY+ 7.5KVS/96V SOLAR PCU | SPD-XXTR-X752-096-01 |  | FG | Nos | Nos | FG | FG-Finish Products | TRENDY+ 7.5KVS/96V SOLAR PCU | Finished Products | NA | DOMESTIC TRENDY+ SERIES |  | 85044090 | [11 empty] | 1 | 0 | 0 | 1 | [11 empty] | 0 | [5 empty] | N/A | SPD-TR-752-096-01 | SPD-XXTR-X752-096-01
IM02584 | TRENDY+ 10KVA/120V SOLAR PCU | SPD-XXTR-X103-120-01 |  | FG | Nos | Nos | FG | FG-Finish Products | TRENDY+ 10KVA/120V SOLAR PCU | Finished Products | NA | DOMESTIC TRENDY+ SERIES |  | 85044090 | [11 empty] | 1 | 0 | 0 | 1 | [11 empty] | 0 | [5 empty] | N/A | SPD-TR-103-120-01 | SPD-XXTR-X103-120-01
IM02585 | SAVIOR+ 12V/25AMP. SCC SMU | SCD-XXSR-XX12-025-01 |  | FG | Nos | Nos | FG | FG-Finish Products | SAVIOR+ 12V/25AMP. SCC SMU | Finished Products | NA | DOMESTIC SAVIOR + SERIES |  | 85437092 | [11 empty] | 1 | 0 | 0 | 1 | [11 empty] | 0 | [5 empty] | N/A | SCD-SR-012-025-01 | SCD-XXSR-XX12-025-01
IM02586 | SAVIOR+ 12V-24V/50AMP. SCC SMU | SCD-XXSR-XX24-050-01 |  | FG | Nos | Nos | FG | FG-Finish Products | SAVIOR+ 12V-24V/50AMP. SCC SMU | Finished Products | NA | DOMESTIC SAVIOR + SERIES |  | 85437092 | [11 empty] | 1 | 0 | 0 | 1 | [11 empty] | 0 | [5 empty] | N/A | SCD-SR-024-050-01 | SCD-XXSR-XX24-050-01
IM02587 | SAVIOR+ 24V- 48V/50AMP. SCC SMU | SCD-XXSR-XX48-050-01 |  | FG | Nos | Nos | FG | FG-Finish Products | SAVIOR+ 24V- 48V/50AMP. SCC SMU | Finished Products | NA | DOMESTIC SAVIOR + SERIES |  | 85437092 | [11 empty] | 1 | 0 | 0 | 1 | [11 empty] | 0 | [5 empty] | N/A | SCD-SR-048-050-01 | SCD-XXSR-XX48-050-01
IM02588 | SMARU 12V/24V-50AMP. SMU | SMU-XXSM-XX24-050-01 |  | FG | Nos | Nos | FG | FG-Finish Products | SMARU 12V/24V-50AMP. SMU | Finished Products | NA | DOMESTIC SAVIOR + SERIES |  | 85437092 | [11 empty] | 1 | 0 | 0 | 1 | [11 empty] | 0 | [5 empty] | N/A | SMU-SM-024-050-01 | SMU-XXSM-XX24-050-01
IM02589 | MEDIEZ 12V/24V-50AMP. SMU | MED-XXSM-XX24-050-01 |  | FG | Nos | Nos | FG | FG-Finish Products | MEDIEZ 12V/24V-50AMP. SMU | Finished Products | NA | DOMESTIC SAVIOR + SERIES |  | 85437092 | [11 empty] | 1 | 0 | 0 | 1 | [11 empty] | 0 | [5 empty] | N/A | MED-SM-024-050-01 | MED-XXSM-XX24-050-01
IM02590 | SAVIOR+ 12V-24V/50AMP. SCC SMU | SCD-XXSR-XX24-050-02 |  | FG | Nos | Nos | FG | FG-Finish Products | SAVIOR+ 12V-24V/50AMP. SCC SMU | Finished Products | NA | DOMESTIC SAVIOR + SERIES |  | 85437092 | [11 empty] | 1 | 0 | 0 | 1 | [11 empty] | 0 | [5 empty] | N/A | SCD-SR-024-050-02 | SCD-XXSR-XX24-050-02
IM02591 | PRIME+ 12V-24V/30AMP. MPPT | SCD-XXPR-XX24-030-01 |  | FG | Nos | Nos | FG | FG-Finish Products | PRIME+ 12V-24V/30AMP. MPPT | Finished Products | NA | DOMESTIC PRIME + SERIES |  | 85437092 | [11 empty] | 1 | 0 | 0 | 1 | [11 empty] | 0 | [5 empty] | N/A | SCD-PR-024-030-01 | SCD-XXPR-XX24-030-01
IM02592 | PRIME+ 24V-48V/50AMP. MPPT | SCD-XXPR-XX48-050-01 |  | FG | Nos | Nos | FG | FG-Finish Products | PRIME+ 24V-48V/50AMP. MPPT | Finished Products | NA | DOMESTIC PRIME + SERIES |  | 85437092 | [11 empty] | 1 | 0 | 0 | 1 | [11 empty] | 0 | [5 empty] | N/A | SCD-PR-048-050-01 | SCD-XXPR-XX48-050-01
IM02593 | KAHO MPPT 12V/20AMP | OEM-XXMP-XX12-020-01 |  | FG | Nos | Nos | FG | FG-Finish Products | KAHO MPPT 12V/20AMP | Finished Products | NA | DOMESTIC PRIME + SERIES |  | 85437092 | [11 empty] | 1 | 0 | 0 | 1 | [11 empty] | 0 | [5 empty] | N/A | OEM-MP-012-020-01 | OEM-XXMP-XX12-020-01
IM02594 | PRIME+ 12V-24V/50AMP. MPPT | SCD-XXPR-XX24-050-01 |  | FG | Nos | Nos | FG | FG-Finish Products | PRIME+ 12V-24V/50AMP. MPPT | Finished Products | NA | DOMESTIC PRIME + SERIES |  | 85437092 | [11 empty] | 1 | 0 | 0 | 1 | [11 empty] | 0 | [5 empty] | N/A | SCD-PR-024-050-01 | SCD-XXPR-XX24-050-01
IM02595 | TEJAS 12V/20AMP DC MPPT PCU | SCD-XXTJ-XX12-020-01 |  | FG | Nos | Nos | FG | FG-Finish Products | TEJAS 12V/20AMP DC MPPT PCU | Finished Products | NA | DC MPPT TEJAS SERIES |  | 85437092 | [11 empty] | 1 | 0 | 0 | 1 | [11 empty] | 0 | [5 empty] | N/A | SCD-TJ-012-020-01 | SCD-XXTJ-XX12-020-01
IM02596 | PRIME 120V/50AMP. MPPT | SCD-XXPM-X120-050-01 |  | FG | Nos | Nos | FG | FG-Finish Products | PRIME 120V/50AMP. MPPT | Finished Products | NA | DOMESTIC PRIME SERIES |  | 85049090 | [11 empty] | 1 | 0 | 0 | 1 | [11 empty] | 0 | [5 empty] | N/A | SCD-PM-120-050-01 | SCD-XXPM-X120-050-01
IM02597 | PRIME 96V/50AMP. MPPT | SCD-XXPM-XX96-050-01 |  | FG | Nos | Nos | FG | FG-Finish Products | PRIME 96V/50AMP. MPPT | Finished Products | NA | DOMESTIC PRIME SERIES |  | 85049090 | [11 empty] | 1 | 0 | 0 | 1 | [11 empty] | 0 | [5 empty] | N/A | SCD-PM-096-050-01 | SCD-XXPM-XX96-050-01
IM02598 | PRIME 72V/50AMP. MPPT | SCD-XXPM-XX72-050-01 |  | FG | Nos | Nos | FG | FG-Finish Products | PRIME 72V/50AMP. MPPT | Finished Products | NA | DOMESTIC PRIME SERIES |  | 85049090 | [11 empty] | 1 | 0 | 0 | 1 | [11 empty] | 0 | [5 empty] | N/A | SCD-PM-072-050-01 | SCD-XXPM-XX72-050-01
IM02599 | PRIME 240V/50AMP. MPPT | SCD-XXPM-X240-050-01 |  | FG | Nos | Nos | FG | FG-Finish Products | PRIME 240V/50AMP. MPPT | Finished Products | NA | DOMESTIC PRIME SERIES |  | 85049090 | [11 empty] | 1 | 0 | 0 | 1 | [11 empty] | 0 | [5 empty] | N/A | SCD-PM-240-050-01 | SCD-XXPM-X240-050-01
IM02600 | KRANTI PV RETROFIT | SPS-XXRF-X001-001-0 |  | FG | Nos | Nos | FG | FG-Finish Products | KRANTI PV RETROFIT | Finished Products | NA | SMARTEN RETROFIT PV CHANGER |  | 85437092 | [11 empty] | 1 | 0 | 0 | 1 | [11 empty] | 0 | [5 empty] | N/A | SPS-RF-001-01 | SPS-XXRF-X001-001-0
IM02601 | EXPORT SMARTEN 700VA/12V HUPS | SUE-XXHU-X700-012-01 |  | FG | Nos | Nos | FG | FG-Finish Products | EXPORT SMARTEN 700VA/12V HUPS | Finished Products | NA | EXPORT HUPS SERIES |  | 85049090 | [11 empty] | 1 | 0 | 0 | 1 | [11 empty] | 0 | [5 empty] | N/A | SUE-HU-700-012-01 | SUE-XXHU-X700-012-01
IM02602 | EXPORT SMARTEN 900VA/12V HUPS | SUE-XXHU-X900-012-01 |  | FG | Nos | Nos | FG | FG-Finish Products | EXPORT SMARTEN 900VA/12V HUPS | Finished Products | NA | EXPORT HUPS SERIES |  | 85049090 | [11 empty] | 1 | 0 | 0 | 1 | [11 empty] | 0 | [5 empty] | N/A | SUE-HU-900-012-01 | SUE-XXHU-X900-012-01
IM02603 | EXPORT SMARTEN 1100VA/12V HUPS | SUE-XXHU-X112-012-01 |  | FG | Nos | Nos | FG | FG-Finish Products | EXPORT SMARTEN 1100VA/12V HUPS | Finished Products | NA | EXPORT HUPS SERIES |  | 85049090 | [11 empty] | 1 | 0 | 0 | 1 | [11 empty] | 0 | [5 empty] | N/A | SUE-HU-112-012-01 | SUE-XXHU-X112-012-01
IM02604 | EXPORT SMARTEN 1400/12V HUPS | SUE-XXHU-X142-012-01 |  | FG | Nos | Nos | FG | FG-Finish Products | EXPORT SMARTEN 1400/12V HUPS | Finished Products | NA | EXPORT HUPS SERIES |  | 85049090 | [11 empty] | 1 | 0 | 0 | 1 | [11 empty] | 0 | [5 empty] | N/A | SUE-HU-142-012-01 | SUE-XXHU-X142-012-01
IM02605 | EXPORT SMARTEN 1700VA/24V HUPS | SUE-XXHU-X172-024-01 |  | FG | Nos | Nos | FG | FG-Finish Products | EXPORT SMARTEN 1700VA/24V HUPS | Finished Products | NA | EXPORT HUPS SERIES |  | 85049090 | [11 empty] | 1 | 0 | 0 | 1 | [11 empty] | 0 | [5 empty] | N/A | SUE-HU-172-024-01 | SUE-XXHU-X172-024-01
IM02606 | EXPORT SMARTEN 2000VA/24V HUPS | SUE-XXHU-X202-024-01 |  | FG | Nos | Nos | FG | FG-Finish Products | EXPORT SMARTEN 2000VA/24V HUPS | Finished Products | NA | EXPORT HUPS SERIES |  | 85049090 | [11 empty] | 1 | 0 | 0 | 1 | [11 empty] | 0 | [5 empty] | N/A | SUE-HU-202-024-01 | SUE-XXHU-X202-024-01
IM02607 | EXPORT SMARTEN 2500VA/24V HUPS | SUE-XXHU-X252-024-01 |  | FG | Nos | Nos | FG | FG-Finish Products | EXPORT SMARTEN 2500VA/24V HUPS | Finished Products | NA | EXPORT HUPS SERIES |  | 85049090 | [11 empty] | 1 | 0 | 0 | 1 | [11 empty] | 0 | [5 empty] | N/A | SUE-HU-252-024-01 | SUE-XXHU-X252-024-01
IM02608 | EXPORT SMARTEN 2500VA/36V HUPS | SUE-XXHU-X252-036-01 |  | FG | Nos | Nos | FG | FG-Finish Products | EXPORT SMARTEN 2500VA/36V HUPS | Finished Products | NA | EXPORT HUPS SERIES |  | 85049090 | [11 empty] | 1 | 0 | 0 | 1 | [11 empty] | 0 | [5 empty] | N/A | SUE-HU-252-036-01 | SUE-XXHU-X252-036-01
IM02609 | EXPORT SMARTEN 3.5KVA/48V HUPS | SUE-XXHU-X352-048-01 |  | FG | Nos | Nos | FG | FG-Finish Products | EXPORT SMARTEN 3.5KVA/48V HUPS | Finished Products | NA | EXPORT HUPS SERIES |  | 85049090 | [11 empty] | 1 | 0 | 0 | 1 | [11 empty] | 0 | [5 empty] | N/A | SUE-HU-352-048-01 | SUE-XXHU-X352-048-01
IM02610 | EXPORT SMARTEN 5KVA/48V HUPS | SUE-XXHU-X522-048-01 |  | FG | Nos | Nos | FG | FG-Finish Products | EXPORT SMARTEN 5KVA/48V HUPS | Finished Products | NA | EXPORT HUPS SERIES |  | 85049090 | [11 empty] | 1 | 0 | 0 | 1 | [11 empty] | 0 | [5 empty] | N/A | SUE-HU-522-048-01 | SUE-XXHU-X522-048-01
IM02611 | EXPORT SMARTEN 5.2KVA/96V HUPS | SUE-XXHU-X522-096-01 |  | FG | Nos | Nos | FG | FG-Finish Products | EXPORT SMARTEN 5.2KVA/96V HUPS | Finished Products | NA | EXPORT HUPS SERIES |  | 85049090 | [11 empty] | 1 | 0 | 0 | 1 | [11 empty] | 0 | [5 empty] | N/A | SUE-HU-522-096-01 | SUE-XXHU-X522-096-01
IM02612 | EXPORT SMARTEN 6KVA/72V HUPS | SUE-XXHU-X602-072-01 |  | FG | Nos | Nos | FG | FG-Finish Products | EXPORT SMARTEN 6KVA/72V HUPS | Finished Products | NA | EXPORT HUPS SERIES |  | 85049090 | [11 empty] | 1 | 0 | 0 | 1 | [11 empty] | 0 | [5 empty] | N/A | SUE-HU-602-072-01 | SUE-XXHU-X602-072-01
IM02613 | EXPORT SMARTEN 7.5KVA/96V HUPS | SUE-XXHU-X752-096-01 |  | FG | Nos | Nos | FG | FG-Finish Products | EXPORT SMARTEN 7.5KVA/96V HUPS | Finished Products | NA | EXPORT HUPS SERIES |  | 85049090 | [11 empty] | 1 | 0 | 0 | 1 | [11 empty] | 0 | [5 empty] | N/A | SUE-HU-752-096-01 | SUE-XXHU-X752-096-01
IM02614 | EXPORT SMARTEN 10KVA/120V HUPS | SUE-XXHU-X103-120-01 |  | FG | Nos | Nos | FG | FG-Finish Products | EXPORT SMARTEN 10KVA/120V HUPS | Finished Products | NA | EXPORT HUPS SERIES |  | 85049090 | [11 empty] | 1 | 0 | 0 | 1 | [11 empty] | 0 | [5 empty] | N/A | SUE-HU-103-120-01 | SUE-XXHU-X103-120-01
IM02615 | EXPORT SMARTEN 1000VA/12V HUPS | SUE-XXHU-X102-012-01 |  | FG | Nos | Nos | FG | FG-Finish Products | EXPORT SMARTEN 1000VA/12V HUPS | Finished Products | NA | EXPORT HUPS SERIES |  | 85049090 | [11 empty] | 1 | 0 | 0 | 1 | [11 empty] | 0 | [5 empty] | N/A | SUE-HU-102-012-01 | SUE-XXHU-X102-012-01
IM02616 | EXPORT SMARTEN 1500VA/12V HUPS | SUE-XXHU-X152-012-01 |  | FG | Nos | Nos | FG | FG-Finish Products | EXPORT SMARTEN 1500VA/12V HUPS | Finished Products | NA | EXPORT HUPS SERIES |  | 85049090 | [11 empty] | 1 | 0 | 0 | 1 | [11 empty] | 0 | [5 empty] | N/A | SUE-HU-152-012-01 | SUE-XXHU-X152-012-01
IM02617 | EXPORT SMARTEN 1050/12V HUPS | SUE-XXHU-X102-012-02 |  | FG | Nos | Nos | FG | FG-Finish Products | EXPORT SMARTEN 1050/12V HUPS | Finished Products | NA | EXPORT HUPS SERIES |  | 85049090 | [11 empty] | 1 | 0 | 0 | 1 | [11 empty] | 0 | [5 empty] | N/A | SUE-HU-102-012-02 | SUE-XXHU-X102-012-02
IM02618 | EXPORT SMARTEN 1250/12V HUPS | SUE-XXHU-X122-012-01 |  | FG | Nos | Nos | FG | FG-Finish Products | EXPORT SMARTEN 1250/12V HUPS | Finished Products | NA | EXPORT HUPS SERIES |  | 85049090 | [11 empty] | 1 | 0 | 0 | 1 | [11 empty] | 0 | [5 empty] | N/A | SUE-HU-122-012-01 | SUE-XXHU-X122-012-01
IM02619 | EXPORT SMARTEN 300VA/12V HUPS | SUE-XXHU-X300-012-01 |  | FG | Nos | Nos | FG | FG-Finish Products | EXPORT SMARTEN 300VA/12V HUPS | Finished Products | NA | EXPORT HUPS SERIES |  | 85049090 | [11 empty] | 1 | 0 | 0 | 1 | [11 empty] | 0 | [5 empty] | N/A | SUE-HU-300-012-01 | SUE-XXHU-X300-012-01
IM02620 | EXPORT SMARTEN 500VA/12V HUPS | SUE-XXHU-X500-012-01 |  | FG | Nos | Nos | FG | FG-Finish Products | EXPORT SMARTEN 500VA/12V HUPS | Finished Products | NA | EXPORT HUPS SERIES |  | 85049090 | [11 empty] | 1 | 0 | 0 | 1 | [11 empty] | 0 | [5 empty] | N/A | SUE-HU-500-012-01 | SUE-XXHU-X500-012-01
IM02621 | EXPORT SMARTEN 900VA/12V PCU | SPE-XXPC-X900-012-01 |  | FG | Nos | Nos | FG | FG-Finish Products | EXPORT SMARTEN 900VA/12V PCU | Finished Products | NA | EXPORT PCU SERIES |  | 85049090 | [11 empty] | 1 | 0 | 0 | 1 | [11 empty] | 0 | [5 empty] | N/A | SPE-PC-900-012-01 | SPE-XXPC-X900-012-01
IM02622 | EXPORT SMARTEN 1100VA/12V PCU | SPE-XXPC-X112-012-01 |  | FG | Nos | Nos | FG | FG-Finish Products | EXPORT SMARTEN 1100VA/12V PCU | Finished Products | NA | EXPORT PCU SERIES |  | 85049090 | [11 empty] | 1 | 0 | 0 | 1 | [11 empty] | 0 | [5 empty] | N/A | SPE-PC-112-012-01 | SPE-XXPC-X112-012-01
IM02623 | EXPORT SMARTEN 2000VA/24V PCU | SPE-XXPC-X202-024-01 |  | FG | Nos | Nos | FG | FG-Finish Products | EXPORT SMARTEN 2000VA/24V PCU | Finished Products | NA | EXPORT PCU SERIES |  | 85049090 | [11 empty] | 1 | 0 | 0 | 1 | [11 empty] | 0 | [5 empty] | N/A | SPE-PC-202-024-01 | SPE-XXPC-X202-024-01
IM02624 | EXPORT SMARTEN 2500VA/24V PCU | SPE-XXPC-X252-024-01 |  | FG | Nos | Nos | FG | FG-Finish Products | EXPORT SMARTEN 2500VA/24V PCU | Finished Products | NA | EXPORT PCU SERIES |  | 85049090 | [11 empty] | 1 | 0 | 0 | 1 | [11 empty] | 0 | [5 empty] | N/A | SPE-PC-252-024-01 | SPE-XXPC-X252-024-01
IM02625 | EXPORT SMARTEN 2500VA/36V PCU | SPE-XXPC-X252-036-01 |  | FG | Nos | Nos | FG | FG-Finish Products | EXPORT SMARTEN 2500VA/36V PCU | Finished Products | NA | EXPORT PCU SERIES |  | 85049090 | [11 empty] | 1 | 0 | 0 | 1 | [11 empty] | 0 | [5 empty] | N/A | SPE-PC-252-036-01 | SPE-XXPC-X252-036-01
IM02626 | EXPORT SMARTEN 3.5KVA/48V PCU | SPE-XXPC-X352-048-01 |  | FG | Nos | Nos | FG | FG-Finish Products | EXPORT SMARTEN 3.5KVA/48V PCU | Finished Products | NA | EXPORT PCU SERIES |  | 85049090 | [11 empty] | 1 | 0 | 0 | 1 | [11 empty] | 0 | [5 empty] | N/A | SPE-PC-352-048-01 | SPE-XXPC-X352-048-01
IM02627 | EXPORT SMARTEN 5.2KVA/48V PCU | SPE-XXPC-X522-048-01 |  | FG | Nos | Nos | FG | FG-Finish Products | EXPORT SMARTEN 5.2KVA/48V PCU | Finished Products | NA | EXPORT PCU SERIES |  | 85049090 | [11 empty] | 1 | 0 | 0 | 1 | [11 empty] | 0 | [5 empty] | N/A | SPE-PC-522-048-01 | SPE-XXPC-X522-048-01
IM02628 | EXPORT SMARTEN 5.2KVA/96V PCU | SPE-XXPC-X522-096-01 |  | FG | Nos | Nos | FG | FG-Finish Products | EXPORT SMARTEN 5.2KVA/96V PCU | Finished Products | NA | EXPORT PCU SERIES |  | 85049090 | [11 empty] | 1 | 0 | 0 | 1 | [11 empty] | 0 | [5 empty] | N/A | SPE-PC-522-096-01 | SPE-XXPC-X522-096-01
IM02629 | EXPORT SMARTEN 6KVA/72V PCU | SPE-XXPC-X602-072-01 |  | FG | Nos | Nos | FG | FG-Finish Products | EXPORT SMARTEN 6KVA/72V PCU | Finished Products | NA | EXPORT PCU SERIES |  | 85049090 | [11 empty] | 1 | 0 | 0 | 1 | [11 empty] | 0 | [5 empty] | N/A | SPE-PC-602-072-01 | SPE-XXPC-X602-072-01
IM02630 | EXPORT SMARTEN 7.5KVA/96V PCU | SPE-XXPC-X752-096-01 |  | FG | Nos | Nos | FG | FG-Finish Products | EXPORT SMARTEN 7.5KVA/96V PCU | Finished Products | NA | EXPORT PCU SERIES |  | 85049090 | [11 empty] | 1 | 0 | 0 | 1 | [11 empty] | 0 | [5 empty] | N/A | SPE-PC-752-096-01 | SPE-XXPC-X752-096-01
IM02631 | EXPORT SMARTEN 10KVA/120V PCU | SPE-XXPC-X103-120-01 |  | FG | Nos | Nos | FG | FG-Finish Products | EXPORT SMARTEN 10KVA/120V PCU | Finished Products | NA | EXPORT PCU SERIES |  | 85049090 | [11 empty] | 1 | 0 | 0 | 1 | [11 empty] | 0 | [5 empty] | N/A | SPE-PC-103-120-01 | SPE-XXPC-X103-120-01
IM02632 | EXPORT SMARTEN 1000VA/12V PCU | SPE-XXPC-X102-012-01 |  | FG | Nos | Nos | FG | FG-Finish Products | EXPORT SMARTEN 1000VA/12V PCU | Finished Products | NA | EXPORT PCU SERIES |  | 85049090 | [11 empty] | 1 | 0 | 0 | 1 | [11 empty] | 0 | [5 empty] | N/A | SPE-PC-102-012-01 | SPE-XXPC-X102-012-01
IM02633 | EXPORT SMARTEN 1700VA/24V PCU | SPE-XXPC-X172-024-01 |  | FG | Nos | Nos | FG | FG-Finish Products | EXPORT SMARTEN 1700VA/24V PCU | Finished Products | NA | EXPORT PCU SERIES |  | 85049090 | [11 empty] | 1 | 0 | 0 | 1 | [11 empty] | 0 | [5 empty] | N/A | SPE-PC-172-024-01 | SPE-XXPC-X172-024-01
IM02634 | EXPORT SMARTEN 300VA/12V PCU | SPE-XXPC-X300-012-01 |  | FG | Nos | Nos | FG | FG-Finish Products | EXPORT SMARTEN 300VA/12V PCU | Finished Products | NA | EXPORT PCU SERIES |  | 85049090 | [11 empty] | 1 | 0 | 0 | 1 | [11 empty] | 0 | [5 empty] | N/A | SPE-PC-300-012-01 | SPE-XXPC-X300-012-01
IM02635 | EXPORT SMARTEN 500VA/12V PCU | SPE-XXPC-X500-012-01 |  | FG | Nos | Nos | FG | FG-Finish Products | EXPORT SMARTEN 500VA/12V PCU | Finished Products | NA | EXPORT PCU SERIES |  | 85049090 | [11 empty] | 1 | 0 | 0 | 1 | [11 empty] | 0 | [5 empty] | N/A | SPE-PC-500-012-01 | SPE-XXPC-X500-012-01
IM02636 | EXPORT SMARTEN 700VA/12V PCU | SPE-XXPC-X700-012-01 |  | FG | Nos | Nos | FG | FG-Finish Products | EXPORT SMARTEN 700VA/12V PCU | Finished Products | NA | EXPORT PCU SERIES |  | 85049090 | [11 empty] | 1 | 0 | 0 | 1 | [11 empty] | 0 | [5 empty] | N/A | SPE-PC-700-012-01 | SPE-XXPC-X700-012-01
IM02637 | EXPORT SMARTEN SUPERB 4KVA/48V MPPT PCU | SPE-XXSB-X402-048-01 |  | FG | Nos | Nos | FG | FG-Finish Products | EXPORT SMARTEN SUPERB 4KVA/48V MPPT PCU | Finished Products | NA | EXPORT MPPT PCU SERIES |  | 85049090 | [11 empty] | 1 | 0 | 0 | 1 | [11 empty] | 0 | [5 empty] | N/A | SPE-SB-402-048-01 | SPE-XXSB-X402-048-01
IM02638 | EXPORT SMARTEN SUPERB 1100VA/12V MPPT PCU | SPE-XXSB-X112-012-01 |  | FG | Nos | Nos | FG | FG-Finish Products | EXPORT SMARTEN SUPERB 1100VA/12V MPPT PCU | Finished Products | NA | EXPORT MPPT PCU SERIES |  | 85049090 | [11 empty] | 1 | 0 | 0 | 1 | [11 empty] | 0 | [5 empty] | N/A | SPE-SB-112-012-01 | SPE-XXSB-X112-012-01
IM02639 | EXPORT SMARTEN SUPERB 2500VA/24V MPPT PCU | SPE-XXSB-X252-024-01 |  | FG | Nos | Nos | FG | FG-Finish Products | EXPORT SMARTEN SUPERB 2500VA/24V MPPT PCU | Finished Products | NA | EXPORT MPPT PCU SERIES |  | 85049090 | [11 empty] | 1 | 0 | 0 | 1 | [11 empty] | 0 | [5 empty] | N/A | SPE-SB-252-024-01 | SPE-XXSB-X252-024-01
IM02640 | EXPORT SMARTEN SUPERB 5.2KVA/48V MPPT PCU | SPE-XXSB-X522-048-01 |  | FG | Nos | Nos | FG | FG-Finish Products | EXPORT SMARTEN SUPERB 5.2KVA/48V MPPT PCU | Finished Products | NA | EXPORT MPPT PCU SERIES |  | 85049090 | [11 empty] | 1 | 0 | 0 | 1 | [11 empty] | 0 | [5 empty] | N/A | SPE-SB-522-048-01 | SPE-XXSB-X522-048-01
IM02641 | EXPORT SMARTEN SUPERB 1100VA/12V REV.02 MPPT PCU | SPE-XXSB-X112-012-02 |  | FG | Nos | Nos | FG | FG-Finish Products | EXPORT SMARTEN SUPERB 1100VA/12V REV.02 MPPT PCU | Finished Products | NA | EXPORT MPPT PCU SERIES |  | 85049090 | [11 empty] | 1 | 0 | 0 | 1 | [11 empty] | 0 | [5 empty] | N/A | SPE-SB-112-012-02 | SPE-XXSB-X112-012-02
IM02642 | EXPORT SMARTEN SUPERB 10KVA/120V MPPT PCU | SPE-XXSB-X103-120-01 |  | FG | Nos | Nos | FG | FG-Finish Products | EXPORT SMARTEN SUPERB 10KVA/120V MPPT PCU | Finished Products | NA | EXPORT MPPT PCU SERIES |  | 85049090 | [11 empty] | 1 | 0 | 0 | 1 | [11 empty] | 0 | [5 empty] | N/A | SPE-SB-103-120-01 | SPE-XXSB-X103-120-01
IM02643 | EXPORT SMARTEN SUPERB 7.5KVA/96V MPPT PCU | SPE-XXSB-X752-096-01 |  | FG | Nos | Nos | FG | FG-Finish Products | EXPORT SMARTEN SUPERB 7.5KVA/96V MPPT PCU | Finished Products | NA | EXPORT MPPT PCU SERIES |  | 85049090 | [11 empty] | 1 | 0 | 0 | 1 | [11 empty] | 0 | [5 empty] | N/A | SPE-SB-752-096-01 | SPE-XXSB-X752-096-01
IM02644 | EXPORT SMARTEN SUPERB 6KVA/72V MPPT PCU | SPE-XXSB-X603-072-01 |  | FG | Nos | Nos | FG | FG-Finish Products | EXPORT SMARTEN SUPERB 6KVA/72V MPPT PCU | Finished Products | NA | EXPORT MPPT PCU SERIES |  | 85049090 | [11 empty] | 1 | 0 | 0 | 1 | [11 empty] | 0 | [5 empty] | N/A | SPE-SB-603-072-01 | SPE-XXSB-X603-072-01
IM02645 | EXPORT SMARTEN SUPERB 7.5KVA/120V MPPT PCU | SPE-XXSB-X752-120-01 |  | FG | Nos | Nos | FG | FG-Finish Products | EXPORT SMARTEN SUPERB 7.5KVA/120V MPPT PCU | Finished Products | NA | EXPORT MPPT PCU SERIES |  | 85049090 | [11 empty] | 1 | 0 | 0 | 1 | [11 empty] | 0 | [5 empty] | N/A | SPE-SB-752-120-01 | SPE-XXSB-X752-120-01
IM02646 | EXPORT SMARTEN SUPERB 10KVA/180V MPPT PCU | SPE-XXSB-X103-180-01 |  | FG | Nos | Nos | FG | FG-Finish Products | EXPORT SMARTEN SUPERB 10KVA/180V MPPT PCU | Finished Products | NA | EXPORT MPPT PCU SERIES |  | 85049090 | [11 empty] | 1 | 0 | 0 | 1 | [11 empty] | 0 | [5 empty] | N/A | SPE-SB-103-180-01 | SPE-XXSB-X103-180-01
IM02647 | EXPORT SMARTEN SUPERB 15KVA/240V MPPT PCU | SPE-XXSB-X153-240-01 |  | FG | Nos | Nos | FG | FG-Finish Products | EXPORT SMARTEN SUPERB 15KVA/240V MPPT PCU | Finished Products | NA | EXPORT MPPT PCU SERIES |  | 85044090 | [11 empty] | 1 | 0 | 0 | 1 | [11 empty] | 0 | [5 empty] | N/A | SPE-SB-153-240-01 | SPE-XXSB-X153-240-01
IM02648 | EXPORT SMARTEN SUPERB 20KVA/240V MPPT PCU | SPE-XXSB-X203-240-01 |  | FG | Nos | Nos | FG | FG-Finish Products | EXPORT SMARTEN SUPERB 20KVA/240V MPPT PCU | Finished Products | NA | EXPORT MPPT PCU SERIES |  | 85049090 | [11 empty] | 1 | 0 | 0 | 1 | [11 empty] | 0 | [5 empty] | N/A | SPE-SB-203-240-01 | SPE-XXSB-X203-240-01
IM02649 | EXPORT SMARTEN PRIME+ 12V-24V/30Amp. MPPT | SCE-XXPR-XX24-030-01 |  | FG | Nos | Nos | FG | FG-Finish Products | EXPORT SMARTEN PRIME+ 12V-24V/30Amp. MPPT | Finished Products | NA | EXPORT PRIME+ SERIES |  | 85049090 | [11 empty] | 1 | 0 | 0 | 1 | [11 empty] | 0 | [5 empty] | N/A | SCE-PR-024-030-01 | SCE-XXPR-XX24-030-01
IM02650 | EXPORT SMARTEN PRIME+ 24V-48V/50AMP. MPPT | SCE-XXPR-XX48-050-01 |  | FG | Nos | Nos | FG | FG-Finish Products | EXPORT SMARTEN PRIME+ 24V-48V/50AMP. MPPT | Finished Products | NA | EXPORT PRIME+ SERIES |  | 85049090 | [11 empty] | 1 | 0 | 0 | 1 | [11 empty] | 0 | [5 empty] | N/A | SCE-PR-048-050-01 | SCE-XXPR-XX48-050-01
IM02651 | EXPORT SMARTEN SAVIOR 48V/50AMP. SCC | SCE-XXSA-XX48-050-01 |  | FG | Nos | Nos | FG | FG-Finish Products | EXPORT SMARTEN SAVIOR 48V/50AMP. SCC | Finished Products | NA | EXPORT PRIME+ SERIES |  | 85437092 | [11 empty] | 1 | 0 | 0 | 1 | [11 empty] | 0 | [5 empty] | N/A | SCE-SA-048-050-01 | SCE-XXSA-XX48-050-01
IM02652 | EXPORT SMARTEN SAVIOR 24V/50AMP. SCC | SCE-XXSA-XX24-050-01 |  | FG | Nos | Nos | FG | FG-Finish Products | EXPORT SMARTEN SAVIOR 24V/50AMP. SCC | Finished Products | NA | EXPORT PRIME+ SERIES |  | 85437092 | [11 empty] | 1 | 0 | 0 | 1 | [11 empty] | 0 | [5 empty] | N/A | SCE-SA-024-050-01 | SCE-XXSA-XX24-050-01
IM02653 | EXPORT SMARTEN SAVIOR 36V/50AMP. SCC | SCE-XXSA-XX36-050-01 |  | FG | Nos | Nos | FG | FG-Finish Products | EXPORT SMARTEN SAVIOR 36V/50AMP. SCC | Finished Products | NA | EXPORT PRIME+ SERIES |  | 85437092 | [11 empty] | 1 | 0 | 0 | 1 | [11 empty] | 0 | [5 empty] | N/A | SCE-SA-036-050-01 | SCE-XXSA-XX36-050-01
IM02654 | EXPORT SMARTEN SAVIOR 72V/50AMP. SCC | SCE-XXSA-XX72-050-01 |  | FG | Nos | Nos | FG | FG-Finish Products | EXPORT SMARTEN SAVIOR 72V/50AMP. SCC | Finished Products | NA | EXPORT PRIME+ SERIES |  | 85437092 | [11 empty] | 1 | 0 | 0 | 1 | [11 empty] | 0 | [5 empty] | N/A | SCE-SA-072-050-01 | SCE-XXSA-XX72-050-01
IM02655 | EXPORT SMARTEN SAVIOR 96V/50AMP. SCC | SCE-XXSA-XX96-050-01 |  | FG | Nos | Nos | FG | FG-Finish Products | EXPORT SMARTEN SAVIOR 96V/50AMP. SCC | Finished Products | NA | EXPORT PRIME+ SERIES |  | 85437092 | [11 empty] | 1 | 0 | 0 | 1 | [11 empty] | 0 | [5 empty] | N/A | SCE-SA-096-050-01 | SCE-XXSA-XX96-050-01
IM02656 | EXPORT SMARTEN SAVIOR 120V/50AMP. SCC | SCE-XXSA-X120-050-01 |  | FG | Nos | Nos | FG | FG-Finish Products | EXPORT SMARTEN SAVIOR 120V/50AMP. SCC | Finished Products | NA | EXPORT PRIME+ SERIES |  | 85437092 | [11 empty] | 1 | 0 | 0 | 1 | [11 empty] | 0 | [5 empty] | N/A | SCE-SA-120-050-01 | SCE-XXSA-X120-050-01
IM02657 | EXPORT SMARTEN PRIME 72V/50AMP. MPPT | SCE-XXPR-XX72-050-01 |  | FG | Nos | Nos | FG | FG-Finish Products | EXPORT SMARTEN PRIME 72V/50AMP. MPPT | Finished Products | NA | EXPORT PRIME+ SERIES |  | 85049090 | [11 empty] | 1 | 0 | 0 | 1 | [11 empty] | 0 | [5 empty] | N/A | SCE-PR-072-050-01 | SCE-XXPR-XX72-050-01
IM02658 | EXPORT SMARTEN PRIME 96V/50AMP. MPPT | SCE-XXPR-XX96-050-01 |  | FG | Nos | Nos | FG | FG-Finish Products | EXPORT SMARTEN PRIME 96V/50AMP. MPPT | Finished Products | NA | EXPORT PRIME+ SERIES |  | 85049090 | [11 empty] | 1 | 0 | 0 | 1 | [11 empty] | 0 | [5 empty] | N/A | SCE-PR-096-050-01 | SCE-XXPR-XX96-050-01
IM02659 | EXPORT SMARTEN PRIME 120V/50AMP. MPPT | SCE-XXPR-X120-050-01 |  | FG | Nos | Nos | FG | FG-Finish Products | EXPORT SMARTEN PRIME 120V/50AMP. MPPT | Finished Products | NA | EXPORT PRIME+ SERIES |  | 85049090 | [11 empty] | 1 | 0 | 0 | 1 | [11 empty] | 0 | [5 empty] | N/A | SCE-PR-120-050-01 | SCE-XXPR-X120-050-01
IM02660 | EXPORT SMARTEN PRIME 240V/50AMP. MPPT | SCE-XXPR-X240-050-01 |  | FG | Nos | Nos | FG | FG-Finish Products | EXPORT SMARTEN PRIME 240V/50AMP. MPPT | Finished Products | NA | EXPORT PRIME+ SERIES |  | 85049090 | [11 empty] | 1 | 0 | 0 | 1 | [11 empty] | 0 | [5 empty] | N/A | SCE-PR-240-050-01 | SCE-XXPR-X240-050-01
IM02661 | EXPORT SMARTEN PRIME+ 12V-24V/50AMP. MPPT | SCE-XXPR-XX24-050-01 |  | FG | Nos | Nos | FG | FG-Finish Products | EXPORT SMARTEN PRIME+ 12V-24V/50AMP. MPPT | Finished Products | NA | EXPORT PRIME+ SERIES |  | 85049090 | [11 empty] | 1 | 0 | 0 | 1 | [11 empty] | 0 | [5 empty] | N/A | SCE-PR-024-050-01 | SCE-XXPR-XX24-050-01
IM02662 | BANGLADESH SMARTEN 700VA/12V HUPS | EUB-XXHU-X700-012-01 |  | FG | Nos | Nos | FG | FG-Finish Products | BANGLADESH SMARTEN 700VA/12V HUPS | Finished Products | NA | BANGLADESH EXPORT NOVA SERIES |  | 85049090 | [11 empty] | 1 | 0 | 0 | 1 | [11 empty] | 0 | [5 empty] | N/A | EUB-HU-700-012-01 | EUB-XXHU-X700-012-01
IM02663 | BANGLADESH SMARTEN 900VA/12V HUPS | EUB-XXHU-X900-012-01 |  | FG | Nos | Nos | FG | FG-Finish Products | BANGLADESH SMARTEN 900VA/12V HUPS | Finished Products | NA | BANGLADESH EXPORT NOVA SERIES |  | 85049090 | [11 empty] | 1 | 0 | 0 | 1 | [11 empty] | 0 | [5 empty] | N/A | EUB-HU-900-012-01 | EUB-XXHU-X900-012-01
IM02664 | BANGLADESH SMARTEN 1100VA/12V HUPS | EUB-XXHU-X112-012-01 |  | FG | Nos | Nos | FG | FG-Finish Products | BANGLADESH SMARTEN 1100VA/12V HUPS | Finished Products | NA | BANGLADESH EXPORT NOVA SERIES |  | 85049090 | [11 empty] | 1 | 0 | 0 | 1 | [11 empty] | 0 | [5 empty] | N/A | EUB-HU-112-012-01 | EUB-XXHU-X112-012-01
IM02665 | BANGLADESH SMARTEN 1700VA/24V HUPS | EUB-XXHU-X172-024-01 |  | FG | Nos | Nos | FG | FG-Finish Products | BANGLADESH SMARTEN 1700VA/24V HUPS | Finished Products | NA | BANGLADESH EXPORT NOVA SERIES |  | 85049090 | [11 empty] | 1 | 0 | 0 | 1 | [11 empty] | 0 | [5 empty] | N/A | EUB-HU-172-024-01 | EUB-XXHU-X172-024-01
IM02666 | BANGLADESH SMARTEN 2000VA/24V HUPS | EUB-XXHU-X202-024-01 |  | FG | Nos | Nos | FG | FG-Finish Products | BANGLADESH SMARTEN 2000VA/24V HUPS | Finished Products | NA | BANGLADESH EXPORT NOVA SERIES |  | 85049090 | [11 empty] | 1 | 0 | 0 | 1 | [11 empty] | 0 | [5 empty] | N/A | EUB-HU-202-024-01 | EUB-XXHU-X202-024-01
IM02667 | BANGLADESH SMARTEN 2.2KVA/24V HUPS | EUB-XXHU-X222-024-01 |  | FG | Nos | Nos | FG | FG-Finish Products | BANGLADESH SMARTEN 2.2KVA/24V HUPS | Finished Products | NA | BANGLADESH EXPORT NOVA SERIES |  | 85049090 | [11 empty] | 1 | 0 | 0 | 1 | [11 empty] | 0 | [5 empty] | N/A | EUB-HU-222-024-01 | EUB-XXHU-X222-024-01
IM02668 | BANGLADESH SMARTEN 3.5KVA/48V HUPS | EUB-XXHU-X352-048-01 |  | FG | Nos | Nos | FG | FG-Finish Products | BANGLADESH SMARTEN 3.5KVA/48V HUPS | Finished Products | NA | BANGLADESH EXPORT NOVA SERIES |  | 85049090 | [11 empty] | 1 | 0 | 0 | 1 | [11 empty] | 0 | [5 empty] | N/A | EUB-HU-352-048-01 | EUB-XXHU-X352-048-01
IM02669 | BANGLADESH SMARTEN 5KVA/48V HUPS | EUB-XXHU-X502-048-01 |  | FG | Nos | Nos | FG | FG-Finish Products | BANGLADESH SMARTEN 5KVA/48V HUPS | Finished Products | NA | BANGLADESH EXPORT NOVA SERIES |  | 85049090 | [11 empty] | 1 | 0 | 0 | 1 | [11 empty] | 0 | [5 empty] | N/A | EUB-HU-502-048-01 | EUB-XXHU-X502-048-01
IM02670 | BANGLADESH SMARTEN 7.5KVA/96V HUPS | EUB-XXHU-X750-096-01 |  | FG | Nos | Nos | FG | FG-Finish Products | BANGLADESH SMARTEN 7.5KVA/96V HUPS | Finished Products | NA | BANGLADESH EXPORT NOVA SERIES |  | 85049090 | [11 empty] | 1 | 0 | 0 | 1 | [11 empty] | 0 | [5 empty] | N/A | EUB-HU-750-096-01 | EUB-XXHU-X750-096-01
IM02671 | BANGLADESH SMARTEN 10KVA/120V HUPS | EUB-XXHU-X103-120-01 |  | FG | Nos | Nos | FG | FG-Finish Products | BANGLADESH SMARTEN 10KVA/120V HUPS | Finished Products | NA | BANGLADESH EXPORT NOVA SERIES |  | 85049090 | [11 empty] | 1 | 0 | 0 | 1 | [11 empty] | 0 | [5 empty] | N/A | EUB-HU-103-120-01 | EUB-XXHU-X103-120-01
IM02672 | BANGLADESH SMARTEN 2.5KVA/24V HUPS | EUB-XXHU-X252-024-01 |  | FG | Nos | Nos | FG | FG-Finish Products | BANGLADESH SMARTEN 2.5KVA/24V HUPS | Finished Products | NA | BANGLADESH EXPORT NOVA SERIES |  | 85049090 | [11 empty] | 1 | 0 | 0 | 1 | [11 empty] | 0 | [5 empty] | N/A | EUB-HU-252-024-01 | EUB-XXHU-X252-024-01
IM02673 | BANGLADESH SMARTEN 2.5KV/36V HUPS | EUB-XXHU-X252-036-01 |  | FG | Nos | Nos | FG | FG-Finish Products | BANGLADESH SMARTEN 2.5KV/36V HUPS | Finished Products | NA | BANGLADESH EXPORT NOVA SERIES |  | 85049090 | [11 empty] | 1 | 0 | 0 | 1 | [11 empty] | 0 | [5 empty] | N/A | EUB-HU-252-036-01 | EUB-XXHU-X252-036-01
IM02674 | BANGLADESH SMARTEN 1250/12V HUPS | EUB-XXHU-X122-012-01 |  | FG | Nos | Nos | FG | FG-Finish Products | BANGLADESH SMARTEN 1250/12V HUPS | Finished Products | NA | BANGLADESH EXPORT NOVA SERIES |  | 85049090 | [11 empty] | 1 | 0 | 0 | 1 | [11 empty] | 0 | [5 empty] | N/A | EUB-HU-122-012-01 | EUB-XXHU-X122-012-01
IM02675 | BANGLADESH SMARTEN 2.2KV/12V HUPS | EUB-XXHU-X222-012-01 |  | FG | Nos | Nos | FG | FG-Finish Products | BANGLADESH SMARTEN 2.2KV/12V HUPS | Finished Products | NA | BANGLADESH EXPORT NOVA SERIES |  | 85049090 | [11 empty] | 1 | 0 | 0 | 1 | [11 empty] | 0 | [5 empty] | N/A | EUB-HU-222-012-01 | EUB-XXHU-X222-012-01
IM02676 | BANGLADESH SMARTEN 2.5KV/12V HUPS | EUB-XXHU-X252-012-01 |  | FG | Nos | Nos | FG | FG-Finish Products | BANGLADESH SMARTEN 2.5KV/12V HUPS | Finished Products | NA | BANGLADESH EXPORT NOVA SERIES |  | 85049090 | [11 empty] | 1 | 0 | 0 | 1 | [11 empty] | 0 | [5 empty] | N/A | EUB-HU-252-012-01 | EUB-XXHU-X252-012-01
IM02677 | BANGLADESH SMARTEN 3KV/12V HUPS | EUB-XXHU-X302-012-01 |  | FG | Nos | Nos | FG | FG-Finish Products | BANGLADESH SMARTEN 3KV/12V HUPS | Finished Products | NA | BANGLADESH EXPORT NOVA SERIES |  | 85049090 | [11 empty] | 1 | 0 | 0 | 1 | [11 empty] | 0 | [5 empty] | N/A | EUB-HU-302-012-01 | EUB-XXHU-X302-012-01
IM02678 | BANGLADESH SMARTEN 3.2KV/24V HUPS | EUB-XXHU-X322-024-01 |  | FG | Nos | Nos | FG | FG-Finish Products | BANGLADESH SMARTEN 3.2KV/24V HUPS | Finished Products | NA | BANGLADESH EXPORT NOVA SERIES |  | 85049090 | [11 empty] | 1 | 0 | 0 | 1 | [11 empty] | 0 | [5 empty] | N/A | EUB-HU-322-024-01 | EUB-XXHU-X322-024-01
IM02679 | BANGLADESH SMARTEN 3.5KV/24V HUPS | EUB-XXHU-X352-024-01 |  | FG | Nos | Nos | FG | FG-Finish Products | BANGLADESH SMARTEN 3.5KV/24V HUPS | Finished Products | NA | BANGLADESH EXPORT NOVA SERIES |  | 85049090 | [11 empty] | 1 | 0 | 0 | 1 | [11 empty] | 0 | [5 empty] | N/A | EUB-HU-352-024-01 | EUB-XXHU-X352-024-01
IM02680 | BANGLADESH SMARTEN 4KV/36V HUPS | EUB-XXHU-X402-036-01 |  | FG | Nos | Nos | FG | FG-Finish Products | BANGLADESH SMARTEN 4KV/36V HUPS | Finished Products | NA | BANGLADESH EXPORT NOVA SERIES |  | 85049090 | [11 empty] | 1 | 0 | 0 | 1 | [11 empty] | 0 | [5 empty] | N/A | EUB-HU-402-036-01 | EUB-XXHU-X402-036-01
IM02681 | BANGLADESH SMARTEN 4KV/24V HUPS | EUB-XXHU-X402-024-01 |  | FG | Nos | Nos | FG | FG-Finish Products | BANGLADESH SMARTEN 4KV/24V HUPS | Finished Products | NA | BANGLADESH EXPORT NOVA SERIES |  | 85049090 | [11 empty] | 1 | 0 | 0 | 1 | [11 empty] | 0 | [5 empty] | N/A | EUB-HU-402-024-01 | EUB-XXHU-X402-024-01
IM02682 | BANGLADESH SMARTEN 4.5KV/48V HUPS | EUB-XXHU-X452-048-01 |  | FG | Nos | Nos | FG | FG-Finish Products | BANGLADESH SMARTEN 4.5KV/48V HUPS | Finished Products | NA | BANGLADESH EXPORT NOVA SERIES |  | 85049090 | [11 empty] | 1 | 0 | 0 | 1 | [11 empty] | 0 | [5 empty] | N/A | EUB-HU-452-048-01 | EUB-XXHU-X452-048-01
IM02683 | BANGLADESH SMARTEN 1100VA/12V PCU | EPB-XXPC-X112-012-01 |  | FG | Nos | Nos | FG | FG-Finish Products | BANGLADESH SMARTEN 1100VA/12V PCU | Finished Products | NA | BANGLADESH EXPORT SHINE SERIES |  | 85049090 | [11 empty] | 1 | 0 | 0 | 1 | [11 empty] | 0 | [5 empty] | N/A | EPB-PC-112-012-01 | EPB-XXPC-X112-012-01
IM02684 | BANGLADESH SMARTEN 2500VA/24V PCU | EPB-XXPC-X252-024-01 |  | FG | Nos | Nos | FG | FG-Finish Products | BANGLADESH SMARTEN 2500VA/24V PCU | Finished Products | NA | BANGLADESH EXPORT SHINE SERIES |  | 85049090 | [11 empty] | 1 | 0 | 0 | 1 | [11 empty] | 0 | [5 empty] | N/A | EPB-PC-252-024-01 | EPB-XXPC-X252-024-01
IM02685 | BANGLADESH SMARTEN 1700VA/24V PCU | EPB-XXPC-X172-024-01 |  | FG | Nos | Nos | FG | FG-Finish Products | BANGLADESH SMARTEN 1700VA/24V PCU | Finished Products | NA | BANGLADESH EXPORT SHINE SERIES |  | 85049090 | [11 empty] | 1 | 0 | 0 | 1 | [11 empty] | 0 | [5 empty] | N/A | EPB-PC-172-024-01 | EPB-XXPC-X172-024-01
IM02686 | BANGLADESH SMARTEN 900VA/12V PCU | EPB-XXPC-X900-012-01 |  | FG | Nos | Nos | FG | FG-Finish Products | BANGLADESH SMARTEN 900VA/12V PCU | Finished Products | NA | BANGLADESH EXPORT SHINE SERIES |  | 85049090 | [11 empty] | 1 | 0 | 0 | 1 | [11 empty] | 0 | [5 empty] | N/A | EPB-PC-900-012-01 | EPB-XXPC-X900-012-01
IM02687 | BANGLADESH SMARTEN 3.5KVA/48V PCU | EPB-XXPC-X352-048-01 |  | FG | Nos | Nos | FG | FG-Finish Products | BANGLADESH SMARTEN 3.5KVA/48V PCU | Finished Products | NA | BANGLADESH EXPORT SHINE SERIES |  | 85049090 | [11 empty] | 1 | 0 | 0 | 1 | [11 empty] | 0 | [5 empty] | N/A | EPB-PC-352-048-01 | EPB-XXPC-X352-048-01
IM02688 | BANGLADESH SMARTEN 2.2KV/12V PCU | EPB-XXPC-X222-012-01 |  | FG | Nos | Nos | FG | FG-Finish Products | BANGLADESH SMARTEN 2.2KV/12V PCU | Finished Products | NA | BANGLADESH EXPORT SHINE SERIES |  | 85049090 | [11 empty] | 1 | 0 | 0 | 1 | [11 empty] | 0 | [5 empty] | N/A | EPB-PC-222-012-01 | EPB-XXPC-X222-012-01
IM02689 | BANGLADESH SMARTEN 2.5KV/12V PCU | EPB-XXPC-X252-012-01 |  | FG | Nos | Nos | FG | FG-Finish Products | BANGLADESH SMARTEN 2.5KV/12V PCU | Finished Products | NA | BANGLADESH EXPORT SHINE SERIES |  | 85049090 | [11 empty] | 1 | 0 | 0 | 1 | [11 empty] | 0 | [5 empty] | N/A | EPB-PC-252-012-01 | EPB-XXPC-X252-012-01
IM02690 | BANGLADESH SMARTEN 3KV/12V PCU | EPB-XXPC-X302-012-01 |  | FG | Nos | Nos | FG | FG-Finish Products | BANGLADESH SMARTEN 3KV/12V PCU | Finished Products | NA | BANGLADESH EXPORT SHINE SERIES |  | 85049090 | [11 empty] | 1 | 0 | 0 | 1 | [11 empty] | 0 | [5 empty] | N/A | EPB-PC-302-012-01 | EPB-XXPC-X302-012-01
IM02691 | BANGLADESH SMARTEN 3.2KV/24V PCU | EPB-XXPC-X322-024-01 |  | FG | Nos | Nos | FG | FG-Finish Products | BANGLADESH SMARTEN 3.2KV/24V PCU | Finished Products | NA | BANGLADESH EXPORT SHINE SERIES |  | 85049090 | [11 empty] | 1 | 0 | 0 | 1 | [11 empty] | 0 | [5 empty] | N/A | EPB-PC-322-024-01 | EPB-XXPC-X322-024-01
IM02692 | BANGLADESH SMARTEN 3.5KV/24V PCU | EPB-XXPC-X352-024-01 |  | FG | Nos | Nos | FG | FG-Finish Products | BANGLADESH SMARTEN 3.5KV/24V PCU | Finished Products | NA | BANGLADESH EXPORT SHINE SERIES |  | 85049090 | [11 empty] | 1 | 0 | 0 | 1 | [11 empty] | 0 | [5 empty] | N/A | EPB-PC-352-024-01 | EPB-XXPC-X352-024-01
IM02693 | BANGLADESH SMARTEN 4KV/36V PCU | EPB-XXPC-X402-036-01 |  | FG | Nos | Nos | FG | FG-Finish Products | BANGLADESH SMARTEN 4KV/36V PCU | Finished Products | NA | BANGLADESH EXPORT SHINE SERIES |  | 85049090 | [11 empty] | 1 | 0 | 0 | 1 | [11 empty] | 0 | [5 empty] | N/A | EPB-PC-402-036-01 | EPB-XXPC-X402-036-01
IM02694 | BANGLADESH SMARTEN 4.5KV/48V PCU | EPB-XXPC-X452-048-01 |  | FG | Nos | Nos | FG | FG-Finish Products | BANGLADESH SMARTEN 4.5KV/48V PCU | Finished Products | NA | BANGLADESH EXPORT SHINE SERIES |  | 85049090 | [11 empty] | 1 | 0 | 0 | 1 | [11 empty] | 0 | [5 empty] | N/A | EPB-PC-452-048-01 | EPB-XXPC-X452-048-01
IM02695 | BANGLADESH SMARTEN 4KV/24V PCU | EPB-XXPC-X402-024-01 |  | FG | Nos | Nos | FG | FG-Finish Products | BANGLADESH SMARTEN 4KV/24V PCU | Finished Products | NA | BANGLADESH EXPORT SHINE SERIES |  | 85049090 | [11 empty] | 1 | 0 | 0 | 1 | [11 empty] | 0 | [5 empty] | N/A | EPB-PC-402-024-01 | EPB-XXPC-X402-024-01
IM02696 | BANGLADESH SUPERB 1100VA/12V MPPT PCU | EPB-XXSB-X112-012-01 |  | FG | Nos | Nos | FG | FG-Finish Products | BANGLADESH SUPERB 1100VA/12V MPPT PCU | Finished Products | NA | BANGLADESH EXPORT MPPT SERIES |  | 85049090 | [11 empty] | 1 | 0 | 0 | 1 | [11 empty] | 0 | [5 empty] | N/A | EPB-SB-112-012-01 | EPB-XXSB-X112-012-01
IM02697 | BANGLADESH SUPERB 4KV/48V MPPT PCU | EPB-XXSB-X402-048-01 |  | FG | Nos | Nos | FG | FG-Finish Products | BANGLADESH SUPERB 4KV/48V MPPT PCU | Finished Products | NA | BANGLADESH EXPORT MPPT SERIES |  | 85049090 | [11 empty] | 1 | 0 | 0 | 1 | [11 empty] | 0 | [5 empty] | N/A | EPB-SB-402-048-01 | EPB-XXSB-X402-048-01
IM02698 | BANGLADESH SUPERB 2500VA/24V MPPT PCU | EPB-XXSB-X252-024-01 |  | FG | Nos | Nos | FG | FG-Finish Products | BANGLADESH SUPERB 2500VA/24V MPPT PCU | Finished Products | NA | BANGLADESH EXPORT MPPT SERIES |  | 85049090 | [11 empty] | 1 | 0 | 0 | 1 | [11 empty] | 0 | [5 empty] | N/A | EPB-SB-252-024-01 | EPB-XXSB-X252-024-01
IM02699 | BANGLADESH SUPERB 2200VA/24V MPPT PCU | EPB-XXSB-X222-024-01 |  | FG | Nos | Nos | FG | FG-Finish Products | BANGLADESH SUPERB 2200VA/24V MPPT PCU | Finished Products | NA | BANGLADESH EXPORT MPPT SERIES |  | 85049090 | [11 empty] | 1 | 0 | 0 | 1 | [11 empty] | 0 | [5 empty] | N/A | EPB-SB-222-024-01 | EPB-XXSB-X222-024-01
IM02700 | BANGLADESH SUPERB 10KV/120V MPPT PCU | EPB-XXSB-X103-120-01 |  | FG | Nos | Nos | FG | FG-Finish Products | BANGLADESH SUPERB 10KV/120V MPPT PCU | Finished Products | NA | BANGLADESH EXPORT MPPT SERIES |  | 85049090 | [11 empty] | 1 | 0 | 0 | 1 | [11 empty] | 0 | [5 empty] | N/A | EPB-SB-103-120-01 | EPB-XXSB-X103-120-01
IM02701 | BANGLADESH SUPERB 1100VA/12V MPPT PCU REV.02 | EPB-XXSB-X112-012-02 |  | FG | Nos | Nos | FG | FG-Finish Products | BANGLADESH SUPERB 1100VA/12V MPPT PCU REV.02 | Finished Products | NA | BANGLADESH EXPORT MPPT SERIES |  | 85049090 | [11 empty] | 1 | 0 | 0 | 1 | [11 empty] | 0 | [5 empty] | N/A | EPB-SB-112-012-02 | EPB-XXSB-X112-012-02
IM02702 | BANGLADESH SUPERB 3.5KV MPPT PCU | EPB-XXSB-X352-024-01 |  | FG | Nos | Nos | FG | FG-Finish Products | BANGLADESH SUPERB 3.5KV MPPT PCU | Finished Products | NA | BANGLADESH EXPORT MPPT SERIES |  | 85049090 | [11 empty] | 1 | 0 | 0 | 1 | [11 empty] | 0 | [5 empty] | N/A | EPB-SB-352-024-01 | EPB-XXSB-X352-024-01
IM02703 | BANGLADESH SUPERB 3KV MPPT PCU | EPB-XXSB-X302-012-01 |  | FG | Nos | Nos | FG | FG-Finish Products | BANGLADESH SUPERB 3KV MPPT PCU | Finished Products | NA | BANGLADESH EXPORT MPPT SERIES |  | 85049090 | [11 empty] | 1 | 0 | 0 | 1 | [11 empty] | 0 | [5 empty] | N/A | EPB-SB-302-012-01 | EPB-XXSB-X302-012-01
IM02704 | BANGLADESH SUPERB 4.5KV/48V MPPT PCU | EPB-XXSB-X452-048-01 |  | FG | Nos | Nos | FG | FG-Finish Products | BANGLADESH SUPERB 4.5KV/48V MPPT PCU | Finished Products | NA | BANGLADESH EXPORT MPPT SERIES |  | 85049090 | [11 empty] | 1 | 0 | 0 | 1 | [11 empty] | 0 | [5 empty] | N/A | EPB-SB-452-048-01 | EPB-XXSB-X452-048-01
IM02705 | PROTON-S 1200VA/12V HUPS | EUP-XXHU-X122-012-01 |  | FG | Nos | Nos | FG | FG-Finish Products | PROTON-S 1200VA/12V HUPS | Finished Products | NA | PROTON-S EXPORT HUPS SERIES |  | 85049090 | [11 empty] | 1 | 0 | 0 | 1 | [11 empty] | 0 | [5 empty] | N/A | EUP-HU-122-012-01 | EUP-XXHU-X122-012-01
IM02706 | PROTON-S 1500VA/12V HUPS | EUP-XXHU-X152-012-01 |  | FG | Nos | Nos | FG | FG-Finish Products | PROTON-S 1500VA/12V HUPS | Finished Products | NA | PROTON-S EXPORT HUPS SERIES |  | 85049090 | [11 empty] | 1 | 0 | 0 | 1 | [11 empty] | 0 | [5 empty] | N/A | EUP-HU-152-012-01 | EUP-XXHU-X152-012-01
IM02707 | PROTON-S 2600VA/24V HUPS | EUP-XXHU-X262-024-01 |  | FG | Nos | Nos | FG | FG-Finish Products | PROTON-S 2600VA/24V HUPS | Finished Products | NA | PROTON-S EXPORT HUPS SERIES |  | 85049090 | [11 empty] | 1 | 0 | 0 | 1 | [11 empty] | 0 | [5 empty] | N/A | EUP-HU-262-024-01 | EUP-XXHU-X262-024-01
IM02708 | PROTON-S 3.5KVA/48V HUPS | EUP-XXHU-X352-048-01 |  | FG | Nos | Nos | FG | FG-Finish Products | PROTON-S 3.5KVA/48V HUPS | Finished Products | NA | PROTON-S EXPORT HUPS SERIES |  | 85049090 | [11 empty] | 1 | 0 | 0 | 1 | [11 empty] | 0 | [5 empty] | N/A | EUP-HU-352-048-01 | EUP-XXHU-X352-048-01
IM02709 | PROTON-S 5KVA/48V HUPS | EUP-XXHU-X502-048-01 |  | FG | Nos | Nos | FG | FG-Finish Products | PROTON-S 5KVA/48V HUPS | Finished Products | NA | PROTON-S EXPORT HUPS SERIES |  | 85049090 | [11 empty] | 1 | 0 | 0 | 1 | [11 empty] | 0 | [5 empty] | N/A | EUP-HU-502-048-01 | EUP-XXHU-X502-048-01
IM02710 | PROTON-S 7.5KVA/96V HUPS | EUP-XXHU-X752-096-01 |  | FG | Nos | Nos | FG | FG-Finish Products | PROTON-S 7.5KVA/96V HUPS | Finished Products | NA | PROTON-S EXPORT HUPS SERIES |  | 85049090 | [11 empty] | 1 | 0 | 0 | 1 | [11 empty] | 0 | [5 empty] | N/A | EUP-HU-752-096-01 | EUP-XXHU-X752-096-01
IM02711 | PROTON-S 10KVA/120V HUPS | EUP-XXHU-X103-120-01 |  | FG | Nos | Nos | FG | FG-Finish Products | PROTON-S 10KVA/120V HUPS | Finished Products | NA | PROTON-S EXPORT HUPS SERIES |  | 85049090 | [11 empty] | 1 | 0 | 0 | 1 | [11 empty] | 0 | [5 empty] | N/A | EUP-HU-103-120-01 | EUP-XXHU-X103-120-01
IM02712 | AFFRIIPOWER 1KVA/12V HUPS | EUA-XXAF-X102-012-01 |  | FG | Nos | Nos | FG | FG-Finish Products | AFFRIIPOWER 1KVA/12V HUPS | Finished Products | NA | AFFRIIPOWER EXPORT HUPS SERIES |  | 85049090 | [11 empty] | 1 | 0 | 0 | 1 | [11 empty] | 0 | [5 empty] | N/A | EUA-AF-102-012-01 | EUA-XXAF-X102-012-01
IM02713 | AFFRIIPOWER 1700VA/24V HUPS | EUA-XXAF-X172-024-01 |  | FG | Nos | Nos | FG | FG-Finish Products | AFFRIIPOWER 1700VA/24V HUPS | Finished Products | NA | AFFRIIPOWER EXPORT HUPS SERIES |  | 85049090 | [11 empty] | 1 | 0 | 0 | 1 | [11 empty] | 0 | [5 empty] | N/A | EUA-AF-172-024-01 | EUA-XXAF-X172-024-01
IM02714 | AFFRIIPOWER 2500VA/24V HUPS | EUA-XXAF-X252-024-01 |  | FG | Nos | Nos | FG | FG-Finish Products | AFFRIIPOWER 2500VA/24V HUPS | Finished Products | NA | AFFRIIPOWER EXPORT HUPS SERIES |  | 85049090 | [11 empty] | 1 | 0 | 0 | 1 | [11 empty] | 0 | [5 empty] | N/A | EUA-AF-252-024-01 | EUA-XXAF-X252-024-01
IM02715 | AFFRIIPOWER 3.5KVA/48V HUPS | EUA-XXAF-X352-048-01 |  | FG | Nos | Nos | FG | FG-Finish Products | AFFRIIPOWER 3.5KVA/48V HUPS | Finished Products | NA | AFFRIIPOWER EXPORT HUPS SERIES |  | 85049090 | [11 empty] | 1 | 0 | 0 | 1 | [11 empty] | 0 | [5 empty] | N/A | EUA-AF-352-048-01 | EUA-XXAF-X352-048-01
IM02716 | AFFRIIPOWER 5.2KVA/48V HUPS | EUA-XXAF-X522-048-01 |  | FG | Nos | Nos | FG | FG-Finish Products | AFFRIIPOWER 5.2KVA/48V HUPS | Finished Products | NA | AFFRIIPOWER EXPORT HUPS SERIES |  | 85049090 | [11 empty] | 1 | 0 | 0 | 1 | [11 empty] | 0 | [5 empty] | N/A | EUA-AF-522-048-01 | EUA-XXAF-X522-048-01
IM02717 | AFFRIIPOWER 7.5KVA/96V HUPS | EUA-XXAF-X752-096-01 |  | FG | Nos | Nos | FG | FG-Finish Products | AFFRIIPOWER 7.5KVA/96V HUPS | Finished Products | NA | AFFRIIPOWER EXPORT HUPS SERIES |  | 85049090 | [11 empty] | 1 | 0 | 0 | 1 | [11 empty] | 0 | [5 empty] | N/A | EUA-AF-752-096-01 | EUA-XXAF-X752-096-01
IM02718 | AFFRIIPOWER 10KVA/120V HUPS | EUA-XXAF-X103-120-01 |  | FG | Nos | Nos | FG | FG-Finish Products | AFFRIIPOWER 10KVA/120V HUPS | Finished Products | NA | AFFRIIPOWER EXPORT HUPS SERIES |  | 85049090 | [11 empty] | 1 | 0 | 0 | 1 | [11 empty] | 0 | [5 empty] | N/A | EUA-AF-103-120-01 | EUA-XXAF-X103-120-01
IM02719 | AFFRIIPOWER 2000VA/24V HUPS | EUA-XXAF-X202-024-01 |  | FG | Nos | Nos | FG | FG-Finish Products | AFFRIIPOWER 2000VA/24V HUPS | Finished Products | NA | AFFRIIPOWER EXPORT HUPS SERIES |  | 85049090 | [11 empty] | 1 | 0 | 0 | 1 | [11 empty] | 0 | [5 empty] | N/A | EUA-AF-202-024-01 | EUA-XXAF-X202-024-01
IM02720 | AFFRIIPOWER 2500VA/36V HUPS | EUA-XXAF-X252-036-01 |  | FG | Nos | Nos | FG | FG-Finish Products | AFFRIIPOWER 2500VA/36V HUPS | Finished Products | NA | AFFRIIPOWER EXPORT HUPS SERIES |  | 85049090 | [11 empty] | 1 | 0 | 0 | 1 | [11 empty] | 0 | [5 empty] | N/A | EUA-AF-252-036-01 | EUA-XXAF-X252-036-01
IM02721 | AFFRIIPOWER 5KVA/96V HUPS | EUA-XXAF-X502-096-01 |  | FG | Nos | Nos | FG | FG-Finish Products | AFFRIIPOWER 5KVA/96V HUPS | Finished Products | NA | AFFRIIPOWER EXPORT HUPS SERIES |  | 85049090 | [11 empty] | 1 | 0 | 0 | 1 | [11 empty] | 0 | [5 empty] | N/A | EUA-AF-502-096-01 | EUA-XXAF-X502-096-01
IM02722 | AFFRIIPOWER 6KVA/72V HUPS | EUA-XXAF-X602-072-01 |  | FG | Nos | Nos | FG | FG-Finish Products | AFFRIIPOWER 6KVA/72V HUPS | Finished Products | NA | AFFRIIPOWER EXPORT HUPS SERIES |  | 85049090 | [11 empty] | 1 | 0 | 0 | 1 | [11 empty] | 0 | [5 empty] | N/A | EUA-AF-602-072-01 | EUA-XXAF-X602-072-01
IM02723 | AFFRIIPOWER 1000VA/12V PCU | EPA-XXAF-X102-012-01 |  | FG | Nos | Nos | FG | FG-Finish Products | AFFRIIPOWER 1000VA/12V PCU | Finished Products | NA | AFFRIIPOWER EXPORT PCU SERIES |  | 85049090 | [11 empty] | 1 | 0 | 0 | 1 | [11 empty] | 0 | [5 empty] | N/A | EPA-AF-102-012-01 | EPA-XXAF-X102-012-01
IM02724 | AFFRIIPOWER 1700VA/24V PCU | EPA-XXAF-X172-024-01 |  | FG | Nos | Nos | FG | FG-Finish Products | AFFRIIPOWER 1700VA/24V PCU | Finished Products | NA | AFFRIIPOWER EXPORT PCU SERIES |  | 85049090 | [11 empty] | 1 | 0 | 0 | 1 | [11 empty] | 0 | [5 empty] | N/A | EPA-AF-172-024-01 | EPA-XXAF-X172-024-01
IM02725 | AFFRIIPOWER 3.5KVA/48V PCU | EPA-XXAF-X352-048-01 |  | FG | Nos | Nos | FG | FG-Finish Products | AFFRIIPOWER 3.5KVA/48V PCU | Finished Products | NA | AFFRIIPOWER EXPORT PCU SERIES |  | 85049090 | [11 empty] | 1 | 0 | 0 | 1 | [11 empty] | 0 | [5 empty] | N/A | EPA-AF-352-048-01 | EPA-XXAF-X352-048-01
IM02726 | AFFRIIPOWER 1000/12V MPPT PCU | EPA-XXMP-X112-012-01 |  | FG | Nos | Nos | FG | FG-Finish Products | AFFRIIPOWER 1000/12V MPPT PCU | Finished Products | NA | AFFRIIPOWER EXPORT MPPT SERIES |  | 85049090 | [11 empty] | 1 | 0 | 0 | 1 | [11 empty] | 0 | [5 empty] | N/A | EPA-MP-112-012-01 | EPA-XXMP-X112-012-01
IM02727 | AFFRIIPOWER 2200/24V MPPT PCU | EPA-XXMP-X222-024-01 |  | FG | Nos | Nos | FG | FG-Finish Products | AFFRIIPOWER 2200/24V MPPT PCU | Finished Products | NA | AFFRIIPOWER EXPORT MPPT SERIES |  | 85049090 | [11 empty] | 1 | 0 | 0 | 1 | [11 empty] | 0 | [5 empty] | N/A | EPA-MP-222-024-01 | EPA-XXMP-X222-024-01
IM02728 | AFFRIIPOWER 5.2KVA/48V MPPT PCU | EPA-XXMP-X522-048-01 |  | FG | Nos | Nos | FG | FG-Finish Products | AFFRIIPOWER 5.2KVA/48V MPPT PCU | Finished Products | NA | AFFRIIPOWER EXPORT MPPT SERIES |  | 85049090 | [11 empty] | 1 | 0 | 0 | 1 | [11 empty] | 0 | [5 empty] | N/A | EPA-MP-522-048-01 | EPA-XXMP-X522-048-01
IM02729 | AFFRIIPOWER 1100VA/12V MPPT PCU | EPA-XXMP-X102-012-01 |  | FG | Nos | Nos | FG | FG-Finish Products | AFFRIIPOWER 1100VA/12V MPPT PCU | Finished Products | NA | AFFRIIPOWER EXPORT MPPT SERIES |  | 85049090 | [11 empty] | 1 | 0 | 0 | 1 | [11 empty] | 0 | [5 empty] | N/A | EPA-MP-102-012-01 | EPA-XXMP-X102-012-01
IM02730 | AFFRIIPOWER 2500VA/24V MPPT PCU | EPA-XXMP-X252-024-01 |  | FG | Nos | Nos | FG | FG-Finish Products | AFFRIIPOWER 2500VA/24V MPPT PCU | Finished Products | NA | AFFRIIPOWER EXPORT MPPT SERIES |  | 85049090 | [11 empty] | 1 | 0 | 0 | 1 | [11 empty] | 0 | [5 empty] | N/A | EPA-MP-252-024-01 | EPA-XXMP-X252-024-01
IM02731 | AFFRIIPOWER 1700VA/24V MPPT PCU | EPA-XXMP-X172-024-01 |  | FG | Nos | Nos | FG | FG-Finish Products | AFFRIIPOWER 1700VA/24V MPPT PCU | Finished Products | NA | AFFRIIPOWER EXPORT MPPT SERIES |  | 85049090 | [11 empty] | 1 | 0 | 0 | 1 | [11 empty] | 0 | [5 empty] | N/A | EPA-MP-172-024-01 | EPA-XXMP-X172-024-01
IM02732 | RAW POWER 850VA/12V HUPS | EUR-XXRP-X850-012-01 |  | FG | Nos | Nos | FG | FG-Finish Products | RAW POWER 850VA/12V HUPS | Finished Products | NA | RAW POWER EXPORT HUPS SERIES |  | 85049090 | [11 empty] | 1 | 0 | 0 | 1 | [11 empty] | 0 | [5 empty] | N/A | EUR-RP-850-012-01 | EUR-XXRP-X850-012-01
IM02733 | RAW POWER 900VA/12V HUPS | EUR-XXRP-X900-012-01 |  | FG | Nos | Nos | FG | FG-Finish Products | RAW POWER 900VA/12V HUPS | Finished Products | NA | RAW POWER EXPORT HUPS SERIES |  | 85049090 | [11 empty] | 1 | 0 | 0 | 1 | [11 empty] | 0 | [5 empty] | N/A | EUR-RP-900-012-01 | EUR-XXRP-X900-012-01
IM02734 | RAW POWER 1300VA/12V HUPS | EUR-XXRP-X132-012-01 |  | FG | Nos | Nos | FG | FG-Finish Products | RAW POWER 1300VA/12V HUPS | Finished Products | NA | RAW POWER EXPORT HUPS SERIES |  | 85049090 | [11 empty] | 1 | 0 | 0 | 1 | [11 empty] | 0 | [5 empty] | N/A | EUR-RP-132-012-01 | EUR-XXRP-X132-012-01
IM02735 | RAW POWER 1700VA/24V HUPS | EUR-XXRP-X172-024-01 |  | FG | Nos | Nos | FG | FG-Finish Products | RAW POWER 1700VA/24V HUPS | Finished Products | NA | RAW POWER EXPORT HUPS SERIES |  | 85049090 | [11 empty] | 1 | 0 | 0 | 1 | [11 empty] | 0 | [5 empty] | N/A | EUR-RP-172-024-01 | EUR-XXRP-X172-024-01
IM02736 | RAW POWER 2000VA/24V HUPS | EUR-XXRP-X202-024-01 |  | FG | Nos | Nos | FG | FG-Finish Products | RAW POWER 2000VA/24V HUPS | Finished Products | NA | RAW POWER EXPORT HUPS SERIES |  | 85049090 | [11 empty] | 1 | 0 | 0 | 1 | [11 empty] | 0 | [5 empty] | N/A | EUR-RP-202-024-01 | EUR-XXRP-X202-024-01
IM02737 | RAW POWER 3.5KVA/48V HUPS | EUR-XXRP-X352-048-01 |  | FG | Nos | Nos | FG | FG-Finish Products | RAW POWER 3.5KVA/48V HUPS | Finished Products | NA | RAW POWER EXPORT HUPS SERIES |  | 85049090 | [11 empty] | 1 | 0 | 0 | 1 | [11 empty] | 0 | [5 empty] | N/A | EUR-RP-352-048-01 | EUR-XXRP-X352-048-01
IM02738 | RAW POWER 5.2KVA/48V HUPS | EUR-XXRP-X522-048-01 |  | FG | Nos | Nos | FG | FG-Finish Products | RAW POWER 5.2KVA/48V HUPS | Finished Products | NA | RAW POWER EXPORT HUPS SERIES |  | 85049090 | [11 empty] | 1 | 0 | 0 | 1 | [11 empty] | 0 | [5 empty] | N/A | EUR-RP-522-048-01 | EUR-XXRP-X522-048-01
IM02739 | RAW POWER 10KVA/120V HUPS | EUR-XXRP-X103-120-01 |  | FG | Nos | Nos | FG | FG-Finish Products | RAW POWER 10KVA/120V HUPS | Finished Products | NA | RAW POWER EXPORT HUPS SERIES |  | 85049090 | [11 empty] | 1 | 0 | 0 | 1 | [11 empty] | 0 | [5 empty] | N/A | EUR-RP-103-120-01 | EUR-XXRP-X103-120-01
IM02740 | RAW POWER 2500VA/24V HUPS | EUR-XXRP-X252-024-01 |  | FG | Nos | Nos | FG | FG-Finish Products | RAW POWER 2500VA/24V HUPS | Finished Products | NA | RAW POWER EXPORT HUPS SERIES |  | 85049090 | [11 empty] | 1 | 0 | 0 | 1 | [11 empty] | 0 | [5 empty] | N/A | EUR-RP-252-024-01 | EUR-XXRP-X252-024-01
IM02741 | RAW POWER 1000VA/24V HUPS | EUR-XXRP-X102-024-01 |  | FG | Nos | Nos | FG | FG-Finish Products | RAW POWER 1000VA/24V HUPS | Finished Products | NA | RAW POWER EXPORT HUPS SERIES |  | 85049090 | [11 empty] | 1 | 0 | 0 | 1 | [11 empty] | 0 | [5 empty] | N/A | EUR-RP-102-024-01 | EUR-XXRP-X102-024-01
IM02742 | NEPAL SMARTEN 900VA/12V PCU | SPN-XXPC-X900-012-01 |  | FG | Nos | Nos | FG | FG-Finish Products | NEPAL SMARTEN 900VA/12V PCU | Finished Products | NA | SAMARTEN NEPAL SAVER SERIES |  | 85049090 | [11 empty] | 1 | 0 | 0 | 1 | [11 empty] | 0 | [5 empty] | N/A | SPN-PC-900-012-01 | SPN-XXPC-X900-012-01
IM02743 | NEPAL SMARTEN 1100VA/12V PCU | SPN-XXPC-X112-012-01 |  | FG | Nos | Nos | FG | FG-Finish Products | NEPAL SMARTEN 1100VA/12V PCU | Finished Products | NA | SAMARTEN NEPAL SAVER SERIES |  | 85049090 | [11 empty] | 1 | 0 | 0 | 1 | [11 empty] | 0 | [5 empty] | N/A | SPN-PC-112-012-01 | SPN-XXPC-X112-012-01
IM02744 | NEPAL SMARTEN 1700VA/24V PCU | SPN-XXPC-X172-024-01 |  | FG | Nos | Nos | FG | FG-Finish Products | NEPAL SMARTEN 1700VA/24V PCU | Finished Products | NA | SAMARTEN NEPAL SAVER SERIES |  | 85049090 | [11 empty] | 1 | 0 | 0 | 1 | [11 empty] | 0 | [5 empty] | N/A | SPN-PC-172-024-01 | SPN-XXPC-X172-024-01
IM02745 | NEPAL SMARTEN 2000VA/24V PCU | SPN-XXPC-X202-024-01 |  | FG | Nos | Nos | FG | FG-Finish Products | NEPAL SMARTEN 2000VA/24V PCU | Finished Products | NA | SAMARTEN NEPAL SAVER SERIES |  | 85049090 | [11 empty] | 1 | 0 | 0 | 1 | [11 empty] | 0 | [5 empty] | N/A | SPN-PC-202-024-01 | SPN-XXPC-X202-024-01
IM02746 | NEPAL SMARTEN 3.5KVA/48V PCU | SPN-XXPC-X352-048-01 |  | FG | Nos | Nos | FG | FG-Finish Products | NEPAL SMARTEN 3.5KVA/48V PCU | Finished Products | NA | SAMARTEN NEPAL SAVER SERIES |  | 85049090 | [11 empty] | 1 | 0 | 0 | 1 | [11 empty] | 0 | [5 empty] | N/A | SPN-PC-352-048-01 | SPN-XXPC-X352-048-01
IM02747 | NEPAL SMARTEN 2500VA/24V PCU | SPN-XXPC-X252-024-01 |  | FG | Nos | Nos | FG | FG-Finish Products | NEPAL SMARTEN 2500VA/24V PCU | Finished Products | NA | SAMARTEN NEPAL SAVER SERIES |  | 85049090 | [11 empty] | 1 | 0 | 0 | 1 | [11 empty] | 0 | [5 empty] | N/A | SPN-PC-252-024-01 | SPN-XXPC-X252-024-01
IM02748 | NEPAL BOOM 900VA/12V SOLAR PCU | EPN-XXBM-X900-012-01 |  | FG | Nos | Nos | FG | FG-Finish Products | NEPAL BOOM 900VA/12V SOLAR PCU | Finished Products | NA | SAMARTEN NEPAL BOOM SERIES |  | 85049090 | [11 empty] | 1 | 0 | 0 | 1 | [11 empty] | 0 | [5 empty] | N/A | EPN-BM-900-012-01 | EPN-XXBM-X900-012-01
IM02749 | NEPAL BOOM 1100VA/12V SOLAR PCU | EPN-XXBM-X112-012-01 |  | FG | Nos | Nos | FG | FG-Finish Products | NEPAL BOOM 1100VA/12V SOLAR PCU | Finished Products | NA | SAMARTEN NEPAL BOOM SERIES |  | 85049090 | [11 empty] | 1 | 0 | 0 | 1 | [11 empty] | 0 | [5 empty] | N/A | EPN-BM-112-012-01 | EPN-XXBM-X112-012-01
IM02750 | NEPAL BOOM 2000VA/24V SOLAR PCU | EPN-XXBM-X202-024-01 |  | FG | Nos | Nos | FG | FG-Finish Products | NEPAL BOOM 2000VA/24V SOLAR PCU | Finished Products | NA | SAMARTEN NEPAL BOOM SERIES |  | 85049090 | [11 empty] | 1 | 0 | 0 | 1 | [11 empty] | 0 | [5 empty] | N/A | EPN-BM-202-024-01 | EPN-XXBM-X202-024-01
IM02751 | NEPAL BOOM 500VA/12V SOLAR PCU | EPN-XXBM-X500-012-01 |  | FG | Nos | Nos | FG | FG-Finish Products | NEPAL BOOM 500VA/12V SOLAR PCU | Finished Products | NA | SAMARTEN NEPAL BOOM SERIES |  | 85049090 | [11 empty] | 1 | 0 | 0 | 1 | [11 empty] | 0 | [5 empty] | N/A | EPN-BM-500-012-01 | EPN-XXBM-X500-012-01
IM02752 | NEPAL BOOM 700VA/12V SOLAR PCU | EPN-XXBM-X700-012-01 |  | FG | Nos | Nos | FG | FG-Finish Products | NEPAL BOOM 700VA/12V SOLAR PCU | Finished Products | NA | SAMARTEN NEPAL BOOM SERIES |  | 85049090 | [11 empty] | 1 | 0 | 0 | 1 | [11 empty] | 0 | [5 empty] | N/A | EPN-BM-700-012-01 | EPN-XXBM-X700-012-01
IM02753 | NEPAL BOOM 400VA/12V SOLAR PCU | EPN-XXBM-X400-012-01 |  | FG | Nos | Nos | FG | FG-Finish Products | NEPAL BOOM 400VA/12V SOLAR PCU | Finished Products | NA | SAMARTEN NEPAL BOOM SERIES |  | 85049090 | [11 empty] | 1 | 0 | 0 | 1 | [11 empty] | 0 | [5 empty] | N/A | EPN-BM-400-012-01 | EPN-XXBM-X400-012-01
IM02754 | NEPAL BOOM 800VA/12V SOLAR PCU | EPN-XXBM-X800-012-01 |  | FG | Nos | Nos | FG | FG-Finish Products | NEPAL BOOM 800VA/12V SOLAR PCU | Finished Products | NA | SAMARTEN NEPAL BOOM SERIES |  | 85049090 | [11 empty] | 1 | 0 | 0 | 1 | [11 empty] | 0 | [5 empty] | N/A | EPN-BM-800-012-01 | EPN-XXBM-X800-012-01
IM02755 | NEPAL ISPS BOOM 2000VA/24V SOLAR PCU | EPN-XXBM-X202-024-02 |  | FG | Nos | Nos | FG | FG-Finish Products | NEPAL ISPS BOOM 2000VA/24V SOLAR PCU | Finished Products | NA | SAMARTEN NEPAL BOOM SERIES |  | 85049090 | [11 empty] | 1 | 0 | 0 | 1 | [11 empty] | 0 | [5 empty] | N/A | EPN-BM-202-024-02 | EPN-XXBM-X202-024-02
IM02756 | NEPAL 700VA/12V HUPS XMR | EUN-XXTX-X700-012-01 |  | FG | Nos | Nos | FG | FG-Finish Products | NEPAL 700VA/12V HUPS XMR | Finished Products | NA | SAMARTEN NEPAL BRAVO SERIES |  | 85043100 | [11 empty] | 1 | 0 | 0 | 1 | [11 empty] | 0 | [5 empty] | N/A | EUN-TX-700-012-01 | EUN-XXTX-X700-012-01
IM02757 | NEPAL 900VA/12V HUPS XMR | EUN-XXTX-X900-012-01 |  | FG | Nos | Nos | FG | FG-Finish Products | NEPAL 900VA/12V HUPS XMR | Finished Products | NA | SAMARTEN NEPAL BRAVO SERIES |  | 85043100 | [11 empty] | 1 | 0 | 0 | 1 | [11 empty] | 0 | [5 empty] | N/A | EUN-TX-900-012-01 | EUN-XXTX-X900-012-01
IM02758 | NEPAL 1100VA/12V HUPS XMR | EUN-XXTX-X102-012-01 |  | FG | Nos | Nos | FG | FG-Finish Products | NEPAL 1100VA/12V HUPS XMR | Finished Products | NA | SAMARTEN NEPAL BRAVO SERIES |  | 85043100 | [11 empty] | 1 | 0 | 0 | 1 | [11 empty] | 0 | [5 empty] | N/A | EUN-TX-102-012-01 | EUN-XXTX-X102-012-01
IM02759 | NEPAL 1700VA/24V HUPS XMR | EUN-XXTX-X172-024-01 |  | FG | Nos | Nos | FG | FG-Finish Products | NEPAL 1700VA/24V HUPS XMR | Finished Products | NA | SAMARTEN NEPAL BRAVO SERIES |  | 85043100 | [11 empty] | 1 | 0 | 0 | 1 | [11 empty] | 0 | [5 empty] | N/A | EUN-TX-172-024-01 | EUN-XXTX-X172-024-01
IM02760 | NEPAL 2000VA/24V HUPS XMR | EUN-XXTX-X202-024-01 |  | FG | Nos | Nos | FG | FG-Finish Products | NEPAL 2000VA/24V HUPS XMR | Finished Products | NA | SAMARTEN NEPAL BRAVO SERIES |  | 85043100 | [11 empty] | 1 | 0 | 0 | 1 | [11 empty] | 0 | [5 empty] | N/A | EUN-TX-202-024-01 | EUN-XXTX-X202-024-01
IM02761 | NEPAL 3.5KVA/48V HUPS XMR | EUN-XXTX-X352-048-01 |  | FG | Nos | Nos | FG | FG-Finish Products | NEPAL 3.5KVA/48V HUPS XMR | Finished Products | NA | SAMARTEN NEPAL BRAVO SERIES |  | 85043100 | [11 empty] | 1 | 0 | 0 | 1 | [11 empty] | 0 | [5 empty] | N/A | EUN-TX-352-048-01 | EUN-XXTX-X352-048-01
IM02762 | NEPAL 700VA/12V HUPS CABINET | EUN-XXCB-X700-012-01 |  | FG | Nos | Nos | FG | FG-Finish Products | NEPAL 700VA/12V HUPS CABINET | Finished Products | NA | SAMARTEN NEPAL BRAVO SERIES |  | 85381010 | [11 empty] | 1 | 0 | 0 | 1 | [11 empty] | 0 | [5 empty] | N/A | EUN-CB-700-012-01 | EUN-XXCB-X700-012-01
IM02763 | NEPAL 900VA/12V HUPS CABINET | EUN-XXCB-X900-012-01 |  | FG | Nos | Nos | FG | FG-Finish Products | NEPAL 900VA/12V HUPS CABINET | Finished Products | NA | SAMARTEN NEPAL BRAVO SERIES |  | 85381010 | [11 empty] | 1 | 0 | 0 | 1 | [11 empty] | 0 | [5 empty] | N/A | EUN-CB-900-012-01 | EUN-XXCB-X900-012-01
IM02764 | NEPAL 1100VA/12V HUPS CABINET | EUN-XXCB-X102-012-01 |  | FG | Nos | Nos | FG | FG-Finish Products | NEPAL 1100VA/12V HUPS CABINET | Finished Products | NA | SAMARTEN NEPAL BRAVO SERIES |  | 85381010 | [11 empty] | 1 | 0 | 0 | 1 | [11 empty] | 0 | [5 empty] | N/A | EUN-CB-102-012-01 | EUN-XXCB-X102-012-01
IM02765 | NEPAL 1700VA/24V HUPS CABINET | EUN-XXCB-X172-024-01 |  | FG | Nos | Nos | FG | FG-Finish Products | NEPAL 1700VA/24V HUPS CABINET | Finished Products | NA | SAMARTEN NEPAL BRAVO SERIES |  | 85381010 | [11 empty] | 1 | 0 | 0 | 1 | [11 empty] | 0 | [5 empty] | N/A | EUN-CB-172-024-01 | EUN-XXCB-X172-024-01
IM02766 | NEPAL 2000VA/24V HUPS CABINET | EUN-XXCB-X202-024-01 |  | FG | Nos | Nos | FG | FG-Finish Products | NEPAL 2000VA/24V HUPS CABINET | Finished Products | NA | SAMARTEN NEPAL BRAVO SERIES |  | 85381010 | [11 empty] | 1 | 0 | 0 | 1 | [11 empty] | 0 | [5 empty] | N/A | EUN-CB-202-024-01 | EUN-XXCB-X202-024-01
IM02767 | NEPAL 3.5KVA/48V HUPS CABINET | EUN-XXCB-X352-048-01 |  | FG | Nos | Nos | FG | FG-Finish Products | NEPAL 3.5KVA/48V HUPS CABINET | Finished Products | NA | SAMARTEN NEPAL BRAVO SERIES |  | 85381010 | [11 empty] | 1 | 0 | 0 | 1 | [11 empty] | 0 | [5 empty] | N/A | EUN-CB-352-048-01 | EUN-XXCB-X352-048-01
IM02768 | NEPAL 700VA/12V HUPS CARD | EUN-XXCA-X700-012-01 |  | FG | Nos | Nos | FG | FG-Finish Products | NEPAL 700VA/12V HUPS CARD | Finished Products | NA | SAMARTEN NEPAL BRAVO SERIES |  | 85423100 | [11 empty] | 1 | 0 | 0 | 1 | [11 empty] | 0 | [5 empty] | N/A | EUN-CA-700-012-01 | EUN-XXCA-X700-012-01
IM02769 | NEPAL 900VA/12V HUPS CARD | EUN-XXCA-X900-012-01 |  | FG | Nos | Nos | FG | FG-Finish Products | NEPAL 900VA/12V HUPS CARD | Finished Products | NA | SAMARTEN NEPAL BRAVO SERIES |  | 85423100 | [11 empty] | 1 | 0 | 0 | 1 | [11 empty] | 0 | [5 empty] | N/A | EUN-CA-900-012-01 | EUN-XXCA-X900-012-01
IM02770 | NEPAL 1100VA/12V HUPS CARD | EUN-XXCA-X102-012-01 |  | FG | Nos | Nos | FG | FG-Finish Products | NEPAL 1100VA/12V HUPS CARD | Finished Products | NA | SAMARTEN NEPAL BRAVO SERIES |  | 85423100 | [11 empty] | 1 | 0 | 0 | 1 | [11 empty] | 0 | [5 empty] | N/A | EUN-CA-102-012-01 | EUN-XXCA-X102-012-01
IM02771 | NEPAL 1700VA/24V HUPS CARD | EUN-XXCA-X172-024-01 |  | FG | Nos | Nos | FG | FG-Finish Products | NEPAL 1700VA/24V HUPS CARD | Finished Products | NA | SAMARTEN NEPAL BRAVO SERIES |  | 85423100 | [11 empty] | 1 | 0 | 0 | 1 | [11 empty] | 0 | [5 empty] | N/A | EUN-CA-172-024-01 | EUN-XXCA-X172-024-01
IM02772 | NEPAL 2000VA/24V HUPS CARD | EUN-XXCA-X202-024-01 |  | FG | Nos | Nos | FG | FG-Finish Products | NEPAL 2000VA/24V HUPS CARD | Finished Products | NA | SAMARTEN NEPAL BRAVO SERIES |  | 85423100 | [11 empty] | 1 | 0 | 0 | 1 | [11 empty] | 0 | [5 empty] | N/A | EUN-CA-202-024-01 | EUN-XXCA-X202-024-01
IM02773 | NEPAL 3.5KVA/48V HUPS CARD | EUN-XXCA-X352-048-01 |  | FG | Nos | Nos | FG | FG-Finish Products | NEPAL 3.5KVA/48V HUPS CARD | Finished Products | NA | SAMARTEN NEPAL BRAVO SERIES |  | 85423100 | [11 empty] | 1 | 0 | 0 | 1 | [11 empty] | 0 | [5 empty] | N/A | EUN-CA-352-048-01 | EUN-XXCA-X352-048-01
IM02774 | NEPAL 5.2KVA/48V HUPS CABINET | EUN-XXCB-X522-048-01 |  | FG | Nos | Nos | FG | FG-Finish Products | NEPAL 5.2KVA/48V HUPS CABINET | Finished Products | NA | SAMARTEN NEPAL BRAVO SERIES |  | 85381010 | [11 empty] | 1 | 0 | 0 | 1 | [11 empty] | 0 | [5 empty] | N/A | EUN-CB-522-048-01 | EUN-XXCB-X522-048-01
IM02775 | NEPAL 5.2KVA/48V HUPS CARD | EUN-XXCA-X522-048-01 |  | FG | Nos | Nos | FG | FG-Finish Products | NEPAL 5.2KVA/48V HUPS CARD | Finished Products | NA | SAMARTEN NEPAL BRAVO SERIES |  | 85423100 | [11 empty] | 1 | 0 | 0 | 1 | [11 empty] | 0 | [5 empty] | N/A | EUN-CA-522-048-01 | EUN-XXCA-X522-048-01
IM02776 | NEPAL 5.2KVA/48V HUPS XMR | EUN-XXTX-X522-048-01 |  | FG | Nos | Nos | FG | FG-Finish Products | NEPAL 5.2KVA/48V HUPS XMR | Finished Products | NA | SAMARTEN NEPAL BRAVO SERIES |  | 85043100 | [11 empty] | 1 | 0 | 0 | 1 | [11 empty] | 0 | [5 empty] | N/A | EUN-TX-522-048-01 | EUN-XXTX-X522-048-01
IM02777 | NEPAL 1050VA/12V HUPS CABINET | EUN-XXCB-X112-012-01 |  | FG | Nos | Nos | FG | FG-Finish Products | NEPAL 1050VA/12V HUPS CABINET | Finished Products | NA | SAMARTEN NEPAL BRAVO SERIES |  | 85381010 | [11 empty] | 1 | 0 | 0 | 1 | [11 empty] | 0 | [5 empty] | N/A | EUN-CB-112-012-01 | EUN-XXCB-X112-012-01
IM02778 | NEPAL 1050VA/12V HUPS CARD | EUN-XXCA-X112-012-01 |  | FG | Nos | Nos | FG | FG-Finish Products | NEPAL 1050VA/12V HUPS CARD | Finished Products | NA | SAMARTEN NEPAL BRAVO SERIES |  | 85423100 | [11 empty] | 1 | 0 | 0 | 1 | [11 empty] | 0 | [5 empty] | N/A | EUN-CA-112-012-01 | EUN-XXCA-X112-012-01
IM02779 | NEPAL 1050VA/12V HUPS XMR | EUN-XXTX-X112-012-01 |  | FG | Nos | Nos | FG | FG-Finish Products | NEPAL 1050VA/12V HUPS XMR | Finished Products | NA | SAMARTEN NEPAL BRAVO SERIES |  | 85043100 | [11 empty] | 1 | 0 | 0 | 1 | [11 empty] | 0 | [5 empty] | N/A | EUN-TX-112-012-01 | EUN-XXTX-X112-012-01
IM02780 | NEPAL 1250VA/12V HUPS CABINET | EUN-XXCB-X122-012-01 |  | FG | Nos | Nos | FG | FG-Finish Products | NEPAL 1250VA/12V HUPS CABINET | Finished Products | NA | SAMARTEN NEPAL BRAVO SERIES |  | 85381010 | [11 empty] | 1 | 0 | 0 | 1 | [11 empty] | 0 | [5 empty] | N/A | EUN-CB-122-012-01 | EUN-XXCB-X122-012-01
IM02781 | NEPAL 1250VA/12V HUPS CARD | EUN-XXCA-X122-012-01 |  | FG | Nos | Nos | FG | FG-Finish Products | NEPAL 1250VA/12V HUPS CARD | Finished Products | NA | SAMARTEN NEPAL BRAVO SERIES |  | 85423100 | [11 empty] | 1 | 0 | 0 | 1 | [11 empty] | 0 | [5 empty] | N/A | EUN-CA-122-012-01 | EUN-XXCA-X122-012-01
IM02782 | NEPAL 1250VA/12V HUPS XMR | EUN-XXTX-X122-012-01 |  | FG | Nos | Nos | FG | FG-Finish Products | NEPAL 1250VA/12V HUPS XMR | Finished Products | NA | SAMARTEN NEPAL BRAVO SERIES |  | 85043100 | [11 empty] | 1 | 0 | 0 | 1 | [11 empty] | 0 | [5 empty] | N/A | EUN-TX-122-012-01 | EUN-XXTX-X122-012-01
IM02783 | NEPAL 850VA/12V HUPS XMR | EUN-XXTX-X850-012-01 |  | FG | Nos | Nos | FG | FG-Finish Products | NEPAL 850VA/12V HUPS XMR | Finished Products | NA | SAMARTEN NEPAL BRAVO SERIES |  | 85043100 | [11 empty] | 1 | 0 | 0 | 1 | [11 empty] | 0 | [5 empty] | N/A | EUN-TX-850-012-01 | EUN-XXTX-X850-012-01
IM02784 | NEPAL 850VA/12V HUPS CABINET | EUN-XXCB-X850-012-01 |  | FG | Nos | Nos | FG | FG-Finish Products | NEPAL 850VA/12V HUPS CABINET | Finished Products | NA | SAMARTEN NEPAL BRAVO SERIES |  | 85381010 | [11 empty] | 1 | 0 | 0 | 1 | [11 empty] | 0 | [5 empty] | N/A | EUN-CB-850-012-01 | EUN-XXCB-X850-012-01
IM02785 | NEPAL 850VA/12V HUPS CARD | EUN-XXCA-X850-012-01 |  | FG | Nos | Nos | FG | FG-Finish Products | NEPAL 850VA/12V HUPS CARD | Finished Products | NA | SAMARTEN NEPAL BRAVO SERIES |  | 85423100 | [11 empty] | 1 | 0 | 0 | 1 | [11 empty] | 0 | [5 empty] | N/A | EUN-CA-850-012-01 | EUN-XXCA-X850-012-01
IM02786 | COPEX 1100VA/12V HUPS | EUC-XXHU-X112-012-01 |  | FG | Nos | Nos | FG | FG-Finish Products | COPEX 1100VA/12V HUPS | Finished Products | NA | COPEX EXPORT HUPS SERIES |  | 85049090 | [11 empty] | 1 | 0 | 0 | 1 | [11 empty] | 0 | [5 empty] | N/A | EUC-HU-112-012-01 | EUC-XXHU-X112-012-01
IM02787 | COPEX 1700VA/24V HUPS | EUC-XXHU-X172-024-01 |  | FG | Nos | Nos | FG | FG-Finish Products | COPEX 1700VA/24V HUPS | Finished Products | NA | COPEX EXPORT HUPS SERIES |  | 85049090 | [11 empty] | 1 | 0 | 0 | 1 | [11 empty] | 0 | [5 empty] | N/A | EUC-HU-172-024-01 | EUC-XXHU-X172-024-01
IM02788 | COPEX 2000VA/24V HUPS | EUC-XXHU-X202-024-01 |  | FG | Nos | Nos | FG | FG-Finish Products | COPEX 2000VA/24V HUPS | Finished Products | NA | COPEX EXPORT HUPS SERIES |  | 85049090 | [11 empty] | 1 | 0 | 0 | 1 | [11 empty] | 0 | [5 empty] | N/A | EUC-HU-202-024-01 | EUC-XXHU-X202-024-01
IM02789 | COPEX 2.5KVA/24V HUPS | EUC-XXHU-X252-024-01 |  | FG | Nos | Nos | FG | FG-Finish Products | COPEX 2.5KVA/24V HUPS | Finished Products | NA | COPEX EXPORT HUPS SERIES |  | 85049090 | [11 empty] | 1 | 0 | 0 | 1 | [11 empty] | 0 | [5 empty] | N/A | EUC-HU-252-024-01 | EUC-XXHU-X252-024-01
IM02790 | COPEX 3.5KVA/48V HUPS | EUC-XXHU-X352-048-01 |  | FG | Nos | Nos | FG | FG-Finish Products | COPEX 3.5KVA/48V HUPS | Finished Products | NA | COPEX EXPORT HUPS SERIES |  | 85049090 | [11 empty] | 1 | 0 | 0 | 1 | [11 empty] | 0 | [5 empty] | N/A | EUC-HU-352-048-01 | EUC-XXHU-X352-048-01
IM02791 | COPEX 5KVA/48V HUPS | EUC-XXHU-X502-048-01 |  | FG | Nos | Nos | FG | FG-Finish Products | COPEX 5KVA/48V HUPS | Finished Products | NA | COPEX EXPORT HUPS SERIES |  | 85049090 | [11 empty] | 1 | 0 | 0 | 1 | [11 empty] | 0 | [5 empty] | N/A | EUC-HU-502-048-01 | EUC-XXHU-X502-048-01
IM02792 | SAMSUN 2000VA/24V MPPT PCU | SAM-XXMP-X202-024-01 |  | FG | Nos | Nos | FG | FG-Finish Products | SAMSUN 2000VA/24V MPPT PCU | Finished Products | NA | SAMSUN EXPORT MPPT SERIES |  | 85049090 | [11 empty] | 1 | 0 | 0 | 1 | [11 empty] | 0 | [5 empty] | N/A | SAM-MP-202-024-01 | SAM-XXMP-X202-024-01
IM02793 | SAMSUN 4KVA/48V MPPT PCU | SAM-XXMP-X403-048-01 |  | FG | Nos | Nos | FG | FG-Finish Products | SAMSUN 4KVA/48V MPPT PCU | Finished Products | NA | SAMSUN EXPORT MPPT SERIES |  | 85049090 | [11 empty] | 1 | 0 | 0 | 1 | [11 empty] | 0 | [5 empty] | N/A | SAM-MP-403-048-01 | SAM-XXMP-X403-048-01
IM02794 | SAMSUN 10KVA/120V MPPT PCU | SAM-XXMP-X103-120-01 |  | FG | Nos | Nos | FG | FG-Finish Products | SAMSUN 10KVA/120V MPPT PCU | Finished Products | NA | SAMSUN EXPORT MPPT SERIES |  | 85049090 | [11 empty] | 1 | 0 | 0 | 1 | [11 empty] | 0 | [5 empty] | N/A | SAM-MP-103-120-01 | SAM-XXMP-X103-120-01
IM02795 | SAMSUN 1200VA/12V MPPT PCU | SAM-XXMP-X122-012-01 |  | FG | Nos | Nos | FG | FG-Finish Products | SAMSUN 1200VA/12V MPPT PCU | Finished Products | NA | SAMSUN EXPORT MPPT SERIES |  | 85049090 | [11 empty] | 1 | 0 | 0 | 1 | [11 empty] | 0 | [5 empty] | N/A | SAM-MP-122-012-01 | SAM-XXMP-X122-012-01
IM02796 | SAMSUN 1600VA/12V PWM PCU | SAM-XXPC-X162-012-01 |  | FG | Nos | Nos | FG | FG-Finish Products | SAMSUN 1600VA/12V PWM PCU | Finished Products | NA | SAMSUN EXPORT PWM SERIES |  | 85049090 | [11 empty] | 1 | 0 | 0 | 1 | [11 empty] | 0 | [5 empty] | N/A | SAM-PC-162-012-01 | SAM-XXPC-X162-012-01
IM02797 | SAMSUN 2500VA/24V MPPT PCU | SAM-XXMP-X252-024-01 |  | FG | Nos | Nos | FG | FG-Finish Products | SAMSUN 2500VA/24V MPPT PCU | Finished Products | NA | SAMSUN EXPORT MPPT SERIES |  | 85049090 | [11 empty] | 1 | 0 | 0 | 1 | [11 empty] | 0 | [5 empty] | N/A | SAM-MP-252-024-01 | SAM-XXMP-X252-024-01
IM02798 | SAMSUN 5.5KVA/48V MPPT PCU | SAM-XXMP-X552-048-01 |  | FG | Nos | Nos | FG | FG-Finish Products | SAMSUN 5.5KVA/48V MPPT PCU | Finished Products | NA | SAMSUN EXPORT MPPT SERIES |  | 85049090 | [11 empty] | 1 | 0 | 0 | 1 | [11 empty] | 0 | [5 empty] | N/A | SAM-MP-552-048-01 | SAM-XXMP-X552-048-01
IM02799 | SAMSUN 1700VA/24V MPPT PCU | SAM-XXMP-X172-024-01 |  | FG | Nos | Nos | FG | FG-Finish Products | SAMSUN 1700VA/24V MPPT PCU | Finished Products | NA | SAMSUN EXPORT MPPT SERIES |  | 85049090 | [11 empty] | 1 | 0 | 0 | 1 | [11 empty] | 0 | [5 empty] | N/A | SAM-MP-172-024-01 | SAM-XXMP-X172-024-01
IM02800 | SAMSUN 7.5KVA/96V MPPT PCU | SAM-XXMP-X752-096-01 |  | FG | Nos | Nos | FG | FG-Finish Products | SAMSUN 7.5KVA/96V MPPT PCU | Finished Products | NA | SAMSUN EXPORT MPPT SERIES |  | 85049090 | [11 empty] | 1 | 0 | 0 | 1 | [11 empty] | 0 | [5 empty] | N/A | SAM-MP-752-096-01 | SAM-XXMP-X752-096-01
IM02801 | SAMSUN 12V-24V/30Amp. MPPT SCC KIT | SAM-XXMP-XX24-030-01 |  | FG | Nos | Nos | FG | FG-Finish Products | SAMSUN 12V-24V/30Amp. MPPT SCC KIT | Finished Products | NA | SAMSUN EXPORT MPPT SCC SERIES |  | 85049090 | [11 empty] | 1 | 0 | 0 | 1 | [11 empty] | 0 | [5 empty] | N/A | SAM-MP-024-030-01 | SAM-XXMP-XX24-030-01
IM02802 | SAMSUN 24V-48V/50Amp. MPPT SCC KIT | SAM-XXMP-XX48-050-01 |  | FG | Nos | Nos | FG | FG-Finish Products | SAMSUN 24V-48V/50Amp. MPPT SCC KIT | Finished Products | NA | SAMSUN EXPORT MPPT SCC SERIES |  | 85049090 | [11 empty] | 1 | 0 | 0 | 1 | [11 empty] | 0 | [5 empty] | N/A | SAM-MP-048-050-01 | SAM-XXMP-XX48-050-01
IM02803 | SAMSUN 800VA/12V HUPS | SAM-XXHU-X800-012-01 |  | FG | Nos | Nos | FG | FG-Finish Products | SAMSUN 800VA/12V HUPS | Finished Products | NA | SAMSUN EXPORT HUPS SERIES |  | 85049090 | [11 empty] | 1 | 0 | 0 | 1 | [11 empty] | 0 | [5 empty] | N/A | SAM-HU-800-012-01 | SAM-XXHU-X800-012-01
IM02804 | SAMSUN 1000VA/12V HUPS | SAM-XXHU-X102-012-01 |  | FG | Nos | Nos | FG | FG-Finish Products | SAMSUN 1000VA/12V HUPS | Finished Products | NA | SAMSUN EXPORT HUPS SERIES |  | 85049090 | [11 empty] | 1 | 0 | 0 | 1 | [11 empty] | 0 | [5 empty] | N/A | SAM-HU-102-012-01 | SAM-XXHU-X102-012-01
IM02805 | SAMSUN 1200VA/12V HUPS | SAM-XXHU-X122-012-01 |  | FG | Nos | Nos | FG | FG-Finish Products | SAMSUN 1200VA/12V HUPS | Finished Products | NA | SAMSUN EXPORT HUPS SERIES |  | 85049090 | [11 empty] | 1 | 0 | 0 | 1 | [11 empty] | 0 | [5 empty] | N/A | SAM-HU-122-012-01 | SAM-XXHU-X122-012-01
IM02806 | SAMSUN 1600VA/12V HUPS | SAM-XXHU-X162-012-01 |  | FG | Nos | Nos | FG | FG-Finish Products | SAMSUN 1600VA/12V HUPS | Finished Products | NA | SAMSUN EXPORT HUPS SERIES |  | 85049090 | [11 empty] | 1 | 0 | 0 | 1 | [11 empty] | 0 | [5 empty] | N/A | SAM-HU-162-012-01 | SAM-XXHU-X162-012-01
IM02807 | SAMSUN 2KVA/24V HUPS | SAM-XXHU-X202-024-01 |  | FG | Nos | Nos | FG | FG-Finish Products | SAMSUN 2KVA/24V HUPS | Finished Products | NA | SAMSUN EXPORT HUPS SERIES |  | 85049090 | [11 empty] | 1 | 0 | 0 | 1 | [11 empty] | 0 | [5 empty] | N/A | SAM-HU-202-024-01 | SAM-XXHU-X202-024-01
IM02808 | SAMSUN 2.5KVA/24V HUPS | SAM-XXHU-X252-024-01 |  | FG | Nos | Nos | FG | FG-Finish Products | SAMSUN 2.5KVA/24V HUPS | Finished Products | NA | SAMSUN EXPORT HUPS SERIES |  | 85049090 | [11 empty] | 1 | 0 | 0 | 1 | [11 empty] | 0 | [5 empty] | N/A | SAM-HU-252-024-01 | SAM-XXHU-X252-024-01
IM02809 | SAMSUN 1700VA/24V HUPS | SAM-XXHU-X172-024-01 |  | FG | Nos | Nos | FG | FG-Finish Products | SAMSUN 1700VA/24V HUPS | Finished Products | NA | SAMSUN EXPORT HUPS SERIES |  | 85049090 | [11 empty] | 1 | 0 | 0 | 1 | [11 empty] | 0 | [5 empty] | N/A | SAM-HU-172-024-01 | SAM-XXHU-X172-024-01
IM02810 | BK POWER 700VA/12V HUPS | BKP-XXHU-X700-012-01 |  | FG | Nos | Nos | FG | FG-Finish Products | BK POWER 700VA/12V HUPS | Finished Products | NA | BK POWER EXPORT HUPS SERIES |  | 85049090 | [11 empty] | 1 | 0 | 0 | 1 | [11 empty] | 0 | [5 empty] | N/A | BKP-HU-700-012-01 | BKP-XXHU-X700-012-01
IM02811 | BK POWER 1100VA/12V HUPS | BKP-XXHU-X112-012-01 |  | FG | Nos | Nos | FG | FG-Finish Products | BK POWER 1100VA/12V HUPS | Finished Products | NA | BK POWER EXPORT HUPS SERIES |  | 85049090 | [11 empty] | 1 | 0 | 0 | 1 | [11 empty] | 0 | [5 empty] | N/A | BKP-HU-112-012-01 | BKP-XXHU-X112-012-01
IM02812 | BK POWER 1300VA/12V HUPS | BKP-XXHU-X132-012-01 |  | FG | Nos | Nos | FG | FG-Finish Products | BK POWER 1300VA/12V HUPS | Finished Products | NA | BK POWER EXPORT HUPS SERIES |  | 85049090 | [11 empty] | 1 | 0 | 0 | 1 | [11 empty] | 0 | [5 empty] | N/A | BKP-HU-132-012-01 | BKP-XXHU-X132-012-01
IM02813 | BK POWER 1700VA/24V HUPS | BKP-XXHU-X172-024-01 |  | FG | Nos | Nos | FG | FG-Finish Products | BK POWER 1700VA/24V HUPS | Finished Products | NA | BK POWER EXPORT HUPS SERIES |  | 85049090 | [11 empty] | 1 | 0 | 0 | 1 | [11 empty] | 0 | [5 empty] | N/A | BKP-HU-172-024-01 | BKP-XXHU-X172-024-01
IM02814 | BK POWER 2KVA/24V HUPS | BKP-XXHU-X202-024-01 |  | FG | Nos | Nos | FG | FG-Finish Products | BK POWER 2KVA/24V HUPS | Finished Products | NA | BK POWER EXPORT HUPS SERIES |  | 85049090 | [11 empty] | 1 | 0 | 0 | 1 | [11 empty] | 0 | [5 empty] | N/A | BKP-HU-202-024-01 | BKP-XXHU-X202-024-01
IM02815 | BK POWER 2500VA/24V HUPS | BKP-XXHU-X252-025-01 |  | FG | Nos | Nos | FG | FG-Finish Products | BK POWER 2500VA/24V HUPS | Finished Products | NA | BK POWER EXPORT HUPS SERIES |  | 85049090 | [11 empty] | 1 | 0 | 0 | 1 | [11 empty] | 0 | [5 empty] | N/A | BKP-HU-252-025-01 | BKP-XXHU-X252-025-01
IM02816 | BK POWER 5KVA/48V HUPS | BKP-XXHU-X502-048-01 |  | FG | Nos | Nos | FG | FG-Finish Products | BK POWER 5KVA/48V HUPS | Finished Products | NA | BK POWER EXPORT HUPS SERIES |  | 85049090 | [11 empty] | 1 | 0 | 0 | 1 | [11 empty] | 0 | [5 empty] | N/A | BKP-HU-502-048-01 | BKP-XXHU-X502-048-01
IM02817 | POWERLITE 1400/12V HUPS | PWL-XXHU-X142-012-01 |  | FG | Nos | Nos | FG | FG-Finish Products | POWERLITE 1400/12V HUPS | Finished Products | NA | POWERLITE EXPORT HUPS SERIES |  | 85049090 | [11 empty] | 1 | 0 | 0 | 1 | [11 empty] | 0 | [5 empty] | N/A | PWL-HU-142-012-01 | PWL-XXHU-X142-012-01
IM02818 | POWERLITE 2500VA/24V HUPS | PWL-XXHU-X252-024-01 |  | FG | Nos | Nos | FG | FG-Finish Products | POWERLITE 2500VA/24V HUPS | Finished Products | NA | POWERLITE EXPORT HUPS SERIES |  | 85049090 | [11 empty] | 1 | 0 | 0 | 1 | [11 empty] | 0 | [5 empty] | N/A | PWL-HU-252-024-01 | PWL-XXHU-X252-024-01
IM02819 | AMS 1100VA/12V HUPS | AMS-XXHU-X112-012-01 |  | FG | Nos | Nos | FG | FG-Finish Products | AMS 1100VA/12V HUPS | Finished Products | NA | AMS EXPORT HUPS SERIES |  | 85049090 | [11 empty] | 1 | 0 | 0 | 1 | [11 empty] | 0 | [5 empty] | N/A | AMS-HU-112-012-01 | AMS-XXHU-X112-012-01
IM02820 | AMS 1700VA/24V HUPS | AMS-XXHU-X172-024-01 |  | FG | Nos | Nos | FG | FG-Finish Products | AMS 1700VA/24V HUPS | Finished Products | NA | AMS EXPORT HUPS SERIES |  | 85049090 | [11 empty] | 1 | 0 | 0 | 1 | [11 empty] | 0 | [5 empty] | N/A | AMS-HU-172-024-01 | AMS-XXHU-X172-024-01
IM02821 | AMS 2000VA/24V HUPS | AMS-XXHU-X202-024-01 |  | FG | Nos | Nos | FG | FG-Finish Products | AMS 2000VA/24V HUPS | Finished Products | NA | AMS EXPORT HUPS SERIES |  | 85049090 | [11 empty] | 1 | 0 | 0 | 1 | [11 empty] | 0 | [5 empty] | N/A | AMS-HU-202-024-01 | AMS-XXHU-X202-024-01
IM02822 | AMS 2500VA/24V HUPS | AMS-XXHU-X252-024-01 |  | FG | Nos | Nos | FG | FG-Finish Products | AMS 2500VA/24V HUPS | Finished Products | NA | AMS EXPORT HUPS SERIES |  | 85049090 | [11 empty] | 1 | 0 | 0 | 1 | [11 empty] | 0 | [5 empty] | N/A | AMS-HU-252-024-01 | AMS-XXHU-X252-024-01
IM02823 | AMS 3.5KVA/48V HUPS | AMS-XXHU-X352-048-01 |  | FG | Nos | Nos | FG | FG-Finish Products | AMS 3.5KVA/48V HUPS | Finished Products | NA | AMS EXPORT HUPS SERIES |  | 85049090 | [11 empty] | 1 | 0 | 0 | 1 | [11 empty] | 0 | [5 empty] | N/A | AMS-HU-352-048-01 | AMS-XXHU-X352-048-01
IM02824 | AMS 5KVA/48V HUPS | AMS-XXHU-X502-048-01 |  | FG | Nos | Nos | FG | FG-Finish Products | AMS 5KVA/48V HUPS | Finished Products | NA | AMS EXPORT HUPS SERIES |  | 85049090 | [11 empty] | 1 | 0 | 0 | 1 | [11 empty] | 0 | [5 empty] | N/A | AMS-HU-502-048-01 | AMS-XXHU-X502-048-01
IM02825 | EURO1000 HUPS | URO-XXHU-X800-012-01 |  | FG | Nos | Nos | FG | FG-Finish Products | EURO1000 HUPS | Finished Products | NA | EURO NET EXPORT HUPS SERIES |  | 85049090 | [11 empty] | 1 | 0 | 0 | 1 | [11 empty] | 0 | [5 empty] | N/A | URO-HU-800-012-01 | URO-XXHU-X800-012-01
IM02826 | EURO2200 HUPS | URO-XXHU-X202-024-01 |  | FG | Nos | Nos | FG | FG-Finish Products | EURO2200 HUPS | Finished Products | NA | EURO NET EXPORT HUPS SERIES |  | 85049090 | [11 empty] | 1 | 0 | 0 | 1 | [11 empty] | 0 | [5 empty] | N/A | URO-HU-202-024-01 | URO-XXHU-X202-024-01
IM02827 | EURO4050 HUPS | URO-XXHU-X352-048-01 |  | FG | Nos | Nos | FG | FG-Finish Products | EURO4050 HUPS | Finished Products | NA | EURO NET EXPORT HUPS SERIES |  | 85049090 | [11 empty] | 1 | 0 | 0 | 1 | [11 empty] | 0 | [5 empty] | N/A | URO-HU-352-048-01 | URO-XXHU-X352-048-01
IM02828 | EURO5500 HUPS | URO-XXHU-X502-048-01 |  | FG | Nos | Nos | FG | FG-Finish Products | EURO5500 HUPS | Finished Products | NA | EURO NET EXPORT HUPS SERIES |  | 85049090 | [11 empty] | 1 | 0 | 0 | 1 | [11 empty] | 0 | [5 empty] | N/A | URO-HU-502-048-01 | URO-XXHU-X502-048-01
IM02829 | EURO1450 PCU | URO-XXPC-X122-012-01 |  | FG | Nos | Nos | FG | FG-Finish Products | EURO1450 PCU | Finished Products | NA | EURO NET EXPORT PCU SERIES |  | 85049090 | [11 empty] | 1 | 0 | 0 | 1 | [11 empty] | 0 | [5 empty] | N/A | URO-PC-122-012-01 | URO-XXPC-X122-012-01
IM02830 | EURO2550 PCU | URO-XXPC-X252-024-01 |  | FG | Nos | Nos | FG | FG-Finish Products | EURO2550 PCU | Finished Products | NA | EURO NET EXPORT PCU SERIES |  | 85049090 | [11 empty] | 1 | 0 | 0 | 1 | [11 empty] | 0 | [5 empty] | N/A | URO-PC-252-024-01 | URO-XXPC-X252-024-01
IM02831 | ROCK POWER 1300VA/12V HUPS | ROC-XXHU-X132-012-01 |  | FG | Nos | Nos | FG | FG-Finish Products | ROCK POWER 1300VA/12V HUPS | Finished Products | NA | ROCK POWER EXPORT HUPS SERIES |  | 85049090 | [11 empty] | 1 | 0 | 0 | 1 | [11 empty] | 0 | [5 empty] | N/A | ROC-HU-132-012-01 | ROC-XXHU-X132-012-01
IM02832 | ROCK POWER 2000VA/24V HUPS | ROC-XXHU-X202-024-01 |  | FG | Nos | Nos | FG | FG-Finish Products | ROCK POWER 2000VA/24V HUPS | Finished Products | NA | ROCK POWER EXPORT HUPS SERIES |  | 85049090 | [11 empty] | 1 | 0 | 0 | 1 | [11 empty] | 0 | [5 empty] | N/A | ROC-HU-202-024-01 | ROC-XXHU-X202-024-01
IM02833 | ROCK POWER 2500VA/24V HUPS | ROC-XXHU-X252-024-01 |  | FG | Nos | Nos | FG | FG-Finish Products | ROCK POWER 2500VA/24V HUPS | Finished Products | NA | ROCK POWER EXPORT HUPS SERIES |  | 85049090 | [11 empty] | 1 | 0 | 0 | 1 | [11 empty] | 0 | [5 empty] | N/A | ROC-HU-252-024-01 | ROC-XXHU-X252-024-01
IM02834 | FALCON STAR 1200VA/12V HUPS | FAL-XXHU-X122-012-01 |  | FG | Nos | Nos | FG | FG-Finish Products | FALCON STAR 1200VA/12V HUPS | Finished Products | NA | FALCON STAR EXPORT HUPS SERIES |  | 85049090 | [11 empty] | 1 | 0 | 0 | 1 | [11 empty] | 0 | [5 empty] | N/A | FAL-HU-122-012-01 | FAL-XXHU-X122-012-01
IM02835 | FALCON STAR 1500VA/12V HUPS | FAL-XXHU-X152-012-01 |  | FG | Nos | Nos | FG | FG-Finish Products | FALCON STAR 1500VA/12V HUPS | Finished Products | NA | FALCON STAR EXPORT HUPS SERIES |  | 85049090 | [11 empty] | 1 | 0 | 0 | 1 | [11 empty] | 0 | [5 empty] | N/A | FAL-HU-152-012-01 | FAL-XXHU-X152-012-01
IM02836 | FALCON STAR 2KVA/24V HUPS | FAL-XXHU-X202-024-01 |  | FG | Nos | Nos | FG | FG-Finish Products | FALCON STAR 2KVA/24V HUPS | Finished Products | NA | FALCON STAR EXPORT HUPS SERIES |  | 85049090 | [11 empty] | 1 | 0 | 0 | 1 | [11 empty] | 0 | [5 empty] | N/A | FAL-HU-202-024-01 | FAL-XXHU-X202-024-01
IM02837 | FALCON STAR 2600VA/24V HUPS | FAL-XXHU-X262-024-01 |  | FG | Nos | Nos | FG | FG-Finish Products | FALCON STAR 2600VA/24V HUPS | Finished Products | NA | FALCON STAR EXPORT HUPS SERIES |  | 85049090 | [11 empty] | 1 | 0 | 0 | 1 | [11 empty] | 0 | [5 empty] | N/A | FAL-HU-262-024-01 | FAL-XXHU-X262-024-01
IM02838 | Transformer Pure Sine Wave Home Ups 250VA | XMR-XXHU-XXXX-001-01 |  | FG | Nos | Nos | FG | FG-Finish Products | Transformer Pure Sine Wave Home Ups 250VA | Finished Products | NA | XMR |  | 85043200 | [11 empty] | 1 | 0 | 0 | 1 | [11 empty] | VINOD/GENIUS | [5 empty] | TXR250VA/12V | XMR-HU-001-01 | XMR-XXHU-XXXX-001-01
IM02839 | Transformer Pure Sine Wave Home Ups 500VA | XMR-XXHU-XXXX-002-01 |  | FG | Nos | Nos | FG | FG-Finish Products | Transformer Pure Sine Wave Home Ups 500VA | Finished Products | NA | XMR |  | 85043200 | [11 empty] | 1 | 0 | 0 | 1 | [11 empty] | VINOD/GENIUS | [5 empty] | TXR500VA/12V | XMR-HU-002-01 | XMR-XXHU-XXXX-002-01
IM02840 | Transformer Pure Sine Wave Home Ups 700VA R.02 | XMR-XXHU-XXXX-003-02 |  | FG | Nos | Nos | FG | FG-Finish Products | Transformer Pure Sine Wave Home Ups 700VA R.02 | Finished Products | NA | XMR |  | 85043200 | [11 empty] | 1 | 0 | 0 | 1 | [11 empty] | VINOD/GENIUS/BINARY ELECTRONICS | [5 empty] | TXR700VA/12V | XMR-HU-003-02 | XMR-XXHU-XXXX-003-02
IM02841 | Transformer Pure Sine Wave Home Ups 900VA | XMR-XXHU-XXXX-004-01 |  | FG | Nos | Nos | FG | FG-Finish Products | Transformer Pure Sine Wave Home Ups 900VA | Finished Products | NA | XMR |  | 85043200 | [11 empty] | 1 | 0 | 0 | 1 | [11 empty] | VINOD/GENIUS/BINARY ELECTRONICS | [5 empty] | TXR900VA/12V | XMR-HU-004-01 | XMR-XXHU-XXXX-004-01
IM02842 | Battery Bravo 160AH/12V Flat Tubular | BAT-XXFT-X160-012-01 |  | FG | Nos | Nos | FG | FG-Finish Products | Battery Bravo 160AH/12V Flat Tubular | Trading Products | NA | BRAVO BATTERY SERIES |  | 85072000 | [11 empty] | 1 | 0 | 0 | 1 | [11 empty] | 0 | [5 empty] | N/A | BAT-FT-160-012-01 | BAT-XXFT-X160-012-01
IM02843 | Battery Bravo 160AH/12V Tall Tubular | BAT-XXTT-X160-012-02 |  | FG | Nos | Nos | FG | FG-Finish Products | Battery Bravo 160AH/12V Tall Tubular | Trading Products | NA | BRAVO BATTERY SERIES |  | 85072000 | [11 empty] | 1 | 0 | 0 | 1 | [11 empty] | 0 | [5 empty] | N/A | BAT-TT-160-012-02 | BAT-XXTT-X160-012-02
IM02844 | Battery Bravo 200AH/12V Flat Tubular(BRTT2000) | BAT-XXFT-X200-012-01 |  | FG | Nos | Nos | FG | FG-Finish Products | Battery Bravo 200AH/12V Flat Tubular(BRTT2000) | Trading Products | NA | BRAVO BATTERY SERIES |  | 85072000 | [11 empty] | 1 | 0 | 0 | 1 | [11 empty] | 0 | [5 empty] | N/A | BAT-FT-200-012-01 | BAT-XXFT-X200-012-01
IM02845 | Battery Bravo 120AH/12V Tall Tubular | BAT-XXTT-X120-012-01 |  | FG | Nos | Nos | FG | FG-Finish Products | Battery Bravo 120AH/12V Tall Tubular | Trading Products | NA | BRAVO BATTERY SERIES |  | 85072000 | [11 empty] | 1 | 0 | 0 | 1 | [11 empty] | 0 | [5 empty] | N/A | BAT-TT-120-012-01 | BAT-XXTT-X120-012-01
IM02846 | Battery Bravo 220AH/12V Tall Tubular | BAT-XXTT-X220-012-01 |  | FG | Nos | Nos | FG | FG-Finish Products | Battery Bravo 220AH/12V Tall Tubular | Trading Products | NA | BRAVO BATTERY SERIES |  | 85072000 | [11 empty] | 1 | 0 | 0 | 1 | [11 empty] | 0 | [5 empty] | N/A | BAT-TT-220-012-01 | BAT-XXTT-X220-012-01
IM02847 | Battery Bravo 220AH/12V Heavy duty | BAT-XXHD-X220-012-01 |  | FG | Nos | Nos | FG | FG-Finish Products | Battery Bravo 220AH/12V Heavy duty | Trading Products | NA | BRAVO BATTERY SERIES |  | 85072000 | [11 empty] | 1 | 0 | 0 | 1 | [11 empty] | 0 | [5 empty] | N/A | BAT-HD-220-012-01 | BAT-XXHD-X220-012-01
IM02848 | Battery Bravo 100AH/12V Flat Tubular | BAT-XXFT-X100-012-01 |  | FG | Nos | Nos | FG | FG-Finish Products | Battery Bravo 100AH/12V Flat Tubular | Trading Products | NA | BRAVO BATTERY SERIES |  | 85072000 | [11 empty] | 1 | 0 | 0 | 1 | [11 empty] | 0 | [5 empty] | N/A | BAT-FT-100-012-01 | BAT-XXFT-X100-012-01
IM02849 | Battery Bravo 100AH/12V Tall Tubular | BAT-XXTT-X100-012-02 |  | FG | Nos | Nos | FG | FG-Finish Products | Battery Bravo 100AH/12V Tall Tubular | Trading Products | NA | BRAVO BATTERY SERIES |  | 85072000 | [11 empty] | 1 | 0 | 0 | 1 | [11 empty] | 0 | [5 empty] | N/A | BAT-TT-100-012-02 | BAT-XXTT-X100-012-02
IM02850 | Battery Bravo 200AH/12V Tall Tubular | BAT-BRTT-X200-012-01 |  | FG | Nos | Nos | FG | FG-Finish Products | Battery Bravo 200AH/12V Tall Tubular | Trading Products | NA | BRAVO BATTERY SERIES |  | 85072000 | [11 empty] | 1 | 0 | 0 | 1 | [11 empty] | 0 | [5 empty] | N/A | BAT-BRTT-200-012-01 | BAT-BRTT-X200-012-01
IM02851 | Battery Bravo 240AH/12V Tall Tubular | BAT-BRTT-X240-012-01 |  | FG | Nos | Nos | FG | FG-Finish Products | Battery Bravo 240AH/12V Tall Tubular | Trading Products | NA | BRAVO BATTERY SERIES |  | 85072000 | [11 empty] | 1 | 0 | 0 | 1 | [11 empty] | 0 | [5 empty] | N/A | BAT-BRTT-240-012-01 | BAT-BRTT-X240-012-01
IM02852 | Battery Bravo 170AH/12V Tall Tubular | BAT-BRTT-X170-012-01 |  | FG | Nos | Nos | FG | FG-Finish Products | Battery Bravo 170AH/12V Tall Tubular | Trading Products | NA | BRAVO BATTERY SERIES |  | 85072000 | [11 empty] | 1 | 0 | 0 | 1 | [11 empty] | 0 | [5 empty] | N/A | BAT-BRTT-170-012-01 | BAT-BRTT-X170-012-01
IM02853 | Battery Saver 100AH/12V Tall Tubular | BAT-XXTT-X100-012-01 |  | FG | Nos | Nos | FG | FG-Finish Products | Battery Saver 100AH/12V Tall Tubular | Trading Products | NA | SAVER BATTERY SERIES |  | 85072000 | [11 empty] | 1 | 0 | 0 | 1 | [11 empty] | 0 | [5 empty] | N/A | BAT-TT-100-012-01 | BAT-XXTT-X100-012-01
IM02854 | Battery Saver 150AH/12V Tall Tubular | BAT-XXTT-X150-012-01 |  | FG | Nos | Nos | FG | FG-Finish Products | Battery Saver 150AH/12V Tall Tubular | Trading Products | NA | SAVER BATTERY SERIES |  | 85072000 | [11 empty] | 1 | 0 | 0 | 1 | [11 empty] | 0 | [5 empty] | N/A | BAT-TT-150-012-01 | BAT-XXTT-X150-012-01
IM02855 | Battery Saver 160AH/12V Tall Tubular | BAT-XXTT-X160-012-01 |  | FG | Nos | Nos | FG | FG-Finish Products | Battery Saver 160AH/12V Tall Tubular | Trading Products | NA | SAVER BATTERY SERIES |  | 85072000 | [11 empty] | 1 | 0 | 0 | 1 | [11 empty] | 0 | [5 empty] | N/A | BAT-TT-160-012-01 | BAT-XXTT-X160-012-01
IM02856 | Battery Saver 200AH/12V Tall Tubular/36Month | BAT-XXTT-X200-012-01 |  | FG | Nos | Nos | FG | FG-Finish Products | Battery Saver 200AH/12V Tall Tubular/36Month | Trading Products | NA | SAVER BATTERY SERIES |  | 85072000 | [11 empty] | 1 | 0 | 0 | 1 | [11 empty] | 0 | [5 empty] | N/A | BAT-TT-200-012-01 | BAT-XXTT-X200-012-01
IM02857 | Battery Saver 170AH/12V Tall Tubular/60Month | BAT-XXTT-X170-012-01 |  | FG | Nos | Nos | FG | FG-Finish Products | Battery Saver 170AH/12V Tall Tubular/60Month | Trading Products | NA | SAVER BATTERY SERIES |  | 85072000 | [11 empty] | 1 | 0 | 0 | 1 | [11 empty] | 0 | [5 empty] | N/A | BAT-TT-170-012-01 | BAT-XXTT-X170-012-01
IM02858 | Battery Saver 170AH/12V Tall Tubular 84 months | BAT-SVTT-X170-012-02 |  | FG | Nos | Nos | FG | FG-Finish Products | Battery Saver 170AH/12V Tall Tubular 84 months | Trading Products | NA | SAVER BATTERY SERIES |  | 85072000 | [11 empty] | 1 | 0 | 0 | 1 | [11 empty] | 0 | [5 empty] | N/A | BAT-SVTT-170-012-02 | BAT-SVTT-X170-012-02
IM02859 | Battery Saver 200AH/12V Tall Tubular 60Month | BAT-XXTT-X200-012-02 |  | FG | Nos | Nos | FG | FG-Finish Products | Battery Saver 200AH/12V Tall Tubular 60Month | Trading Products | NA | SAVER BATTERY SERIES |  | 85072000 | [11 empty] | 1 | 0 | 0 | 1 | [11 empty] | 0 | [5 empty] | N/A | BAT-TT-200-012-02 | BAT-XXTT-X200-012-02
IM02860 | Battery Saver 220AH/12V Tall Tubular | BAT-XTTT-X220-012-01 |  | FG | Nos | Nos | FG | FG-Finish Products | Battery Saver 220AH/12V Tall Tubular | Trading Products | NA | SAVER BATTERY SERIES |  | 85072000 | [11 empty] | 1 | 0 | 0 | 1 | [11 empty] | 0 | [5 empty] | N/A | BATT-TT-220-012-01 | BAT-XTTT-X220-012-01
IM02861 | Battery Saver 200AH/12V Tall Tubular 60+24 months | BAT-SVTT-X200-012-01 |  | FG | Nos | Nos | FG | FG-Finish Products | Battery Saver 200AH/12V Tall Tubular 60+24 months | Trading Products | NA | SAVER BATTERY SERIES |  | 85072000 | [11 empty] | 1 | 0 | 0 | 1 | [11 empty] | 0 | [5 empty] | N/A | BAT-SVTT-200-012-01 | BAT-SVTT-X200-012-01
IM02862 | Battery Saver 40AH/12V Tall Tubular 36month+12month | BAT-SVTT-XX40-012-01 |  | FG | Nos | Nos | FG | FG-Finish Products | Battery Saver 40AH/12V Tall Tubular 36month+12month | Trading Products | NA | SAVER BATTERY SERIES |  | 85072000 | [11 empty] | 1 | 0 | 0 | 1 | [11 empty] | 0 | [5 empty] | N/A | BAT-SVTT-040-012-01 | BAT-SVTT-XX40-012-01
IM02863 | Battery Saver 200AH/12V Tall Tubular 60 months | BAT-SVTT-X200-012-02 |  | FG | Nos | Nos | FG | FG-Finish Products | Battery Saver 200AH/12V Tall Tubular 60 months | Trading Products | NA | SAVER BATTERY SERIES |  | 85072000 | [11 empty] | 1 | 0 | 0 | 1 | [11 empty] | 0 | [5 empty] | N/A | BAT-SVTT-200-012-02 | BAT-SVTT-X200-012-02
IM02864 | Battery Saver 165AH/12V Tall Tubular/36Month+12Month | BAT-SVTT-X165-012-01 |  | FG | Nos | Nos | FG | FG-Finish Products | Battery Saver 165AH/12V Tall Tubular/36Month+12Month | Trading Products | NA | SAVER BATTERY SERIES |  | 85072000 | [11 empty] | 1 | 0 | 0 | 1 | [11 empty] | 0 | [5 empty] | N/A | BAT-SVTT-165-012-01 | BAT-SVTT-X165-012-01
IM02865 | Battery 200AH/12V Tall Tubular(AP 2200) | BAT-XXAP-X200-012-01 |  | FG | Nos | Nos | FG | FG-Finish Products | Battery 200AH/12V Tall Tubular(AP 2200) | Trading Products | NA | AFRIIPOWER BATTERY SERIES |  | 85072000 | [11 empty] | 1 | 0 | 0 | 1 | [11 empty] | 0 | [5 empty] | N/A | BAT-AP-200-012-01 | BAT-XXAP-X200-012-01
IM02866 | Battery 220AH/12V Tall Tubular(AP 220) | BAT-XXAP-X220-012-02 |  | FG | Nos | Nos | FG | FG-Finish Products | Battery 220AH/12V Tall Tubular(AP 220) | Trading Products | NA | AFRIIPOWER BATTERY SERIES |  | 85072000 | [11 empty] | 1 | 0 | 0 | 1 | [11 empty] | 0 | [5 empty] | N/A | BAT-AP-220-012-02 | BAT-XXAP-X220-012-02
IM02867 | Battery 135Ah/12V Tall Tubular | BAT-XXNP-X135-012-01 |  | FG | Nos | Nos | FG | FG-Finish Products | Battery 135Ah/12V Tall Tubular | Trading Products | NA | NEPAL BATTERY SERIES |  | 85072000 | [11 empty] | 1 | 0 | 0 | 1 | [11 empty] | 0 | [5 empty] | N/A | BAT-NP-135-012-01 | BAT-XXNP-X135-012-01
IM02868 | Battery 230Ah/12V Tall Tubular | BAT-XXNP-X230-012-01 |  | FG | Nos | Nos | FG | FG-Finish Products | Battery 230Ah/12V Tall Tubular | Trading Products | NA | NEPAL BATTERY SERIES |  | 85072000 | [11 empty] | 1 | 0 | 0 | 1 | [11 empty] | 0 | [5 empty] | N/A | BAT-NP-230-012-01 | BAT-XXNP-X230-012-01
IM02869 | Battery SMF 100AH/12V | BAT-XXSF-X100-012-01 |  | FG | Nos | Nos | FG | FG-Finish Products | Battery SMF 100AH/12V | Trading Products | NA | SMF BATTERY SERIES |  | 85072000 | [11 empty] | 1 | 0 | 0 | 1 | [11 empty] | 0 | [5 empty] | N/A | BAT-SF-100-012-01 | BAT-XXSF-X100-012-01
IM02870 | Battery SMF 200AH/12V | BAT-XXSF-X200-012-01 |  | FG | Nos | Nos | FG | FG-Finish Products | Battery SMF 200AH/12V | Trading Products | NA | SMF BATTERY SERIES |  | 85072000 | [11 empty] | 1 | 0 | 0 | 1 | [11 empty] | 0 | [5 empty] | N/A | BAT-SF-200-012-01 | BAT-XXSF-X200-012-01
IM02871 | Battery SMF 150AH/12V | BAT-XXSF-X150-012-01 |  | FG | Nos | Nos | FG | FG-Finish Products | Battery SMF 150AH/12V | Trading Products | NA | SMF BATTERY SERIES |  | 85072000 | [11 empty] | 1 | 0 | 0 | 1 | [11 empty] | 0 | [5 empty] | N/A | BAT-SF-150-012-01 | BAT-XXSF-X150-012-01
IM02872 | Battery BOOM 180AH/12V Tall Tubular/36Month | BAT-XXTT-X180-012-01 |  | FG | Nos | Nos | FG | FG-Finish Products | Battery BOOM 180AH/12V Tall Tubular/36Month | Trading Products | NA | BOOM BATTERY SERIES |  | 85072000 | [11 empty] | 1 | 0 | 0 | 1 | [11 empty] | 0 | [5 empty] | N/A | BAT-TT-180-012-01 | BAT-XXTT-X180-012-01
IM02873 | Battery SHINE 170AH/12V Tall Tubular 60Month | BAT-SHTT-X170-012-01 |  | FG | Nos | Nos | FG | FG-Finish Products | Battery SHINE 170AH/12V Tall Tubular 60Month | Trading Products | NA | SHINE BATTERY SERIES |  | 85072000 | [11 empty] | 1 | 0 | 0 | 1 | [11 empty] | 0 | [5 empty] | N/A | BAT-SHTT-170-012-01 | BAT-SHTT-X170-012-01
IM02874 | Battery SHINE 180AH/12V Tall Tubular 60month | BAT-SHTT-X180-012-01 |  | FG | Nos | Nos | FG | FG-Finish Products | Battery SHINE 180AH/12V Tall Tubular 60month | Trading Products | NA | SHINE BATTERY SERIES |  | 85072000 | [11 empty] | 1 | 0 | 0 | 1 | [11 empty] | 0 | [5 empty] | N/A | BAT-SHTT-180-012-01 | BAT-SHTT-X180-012-01
IM02875 | Battery SHINE 200AH/12V Tall Tubular 84 months | BAT-SHTT-X200-012-01 |  | FG | Nos | Nos | FG | FG-Finish Products | Battery SHINE 200AH/12V Tall Tubular 84 months | Trading Products | NA | SHINE BATTERY SERIES |  | 85072000 | [11 empty] | 1 | 0 | 0 | 1 | [11 empty] | 0 | [5 empty] | N/A | BAT-SHTT-200-012-01 | BAT-SHTT-X200-012-01
IM02876 | Battery NOVA 180AH/12V Tall Tubular 36month | BAT-NVTT-X180-012-01 |  | FG | Nos | Nos | FG | FG-Finish Products | Battery NOVA 180AH/12V Tall Tubular 36month | Trading Products | NA | NOVA BATTERY SERIES |  | 85072000 | [11 empty] | 1 | 0 | 0 | 1 | [11 empty] | 0 | [5 empty] | N/A | BAT-NVTT-180-012-01 | BAT-NVTT-X180-012-01
IM02877 | Battery NOVA 180AH/12V Tall Tubular 24month+12month | BAT-NVTT-X180-012-02 |  | FG | Nos | Nos | FG | FG-Finish Products | Battery NOVA 180AH/12V Tall Tubular 24month+12month | Trading Products | NA | NOVA BATTERY SERIES |  | 85072000 | [11 empty] | 1 | 0 | 0 | 1 | [11 empty] | 0 | [5 empty] | N/A | BAT-NVTT-180-012-02 | BAT-NVTT-X180-012-02
IM02878 | Battery 100AH AGM VRLA | BAT-AGVR-X100-012-01 |  | FG | Nos | Nos | FG | FG-Finish Products | Battery 100AH AGM VRLA | Trading Products | NA | AGM BATTERY SERIES |  | 85072000 | [11 empty] | 1 | 0 | 0 | 1 | [11 empty] | 0 | [5 empty] | N/A | BAT-AGVR-100-012-01 | BAT-AGVR-X100-012-01
IM02879 | Battery 200AH AGM VRLA | BAT-AGVR-X200-012-01 |  | FG | Nos | Nos | FG | FG-Finish Products | Battery 200AH AGM VRLA | Trading Products | NA | AGM BATTERY SERIES |  | 85072000 | [11 empty] | 1 | 0 | 0 | 1 | [11 empty] | 0 | [5 empty] | N/A | BAT-AGVR-200-012-01 | BAT-AGVR-X200-012-01
IM02880 | Battery SUPERB 165AH/12V Tall Tubular (36+24m) | BAT-SBTT-X165-012-01 |  | FG | Nos | Nos | FG | FG-Finish Products | Battery SUPERB 165AH/12V Tall Tubular (36+24m) | Trading Products | NA | SUPERB BATTERY SERIES |  | 85072000 | [11 empty] | 1 | 0 | 0 | 1 | [11 empty] | 0 | [5 empty] | N/A | BAT-SBTT-165-012-01 | BAT-SBTT-X165-012-01
IM02881 | Solar PV module 40W/12V (Polycrystalline) | MOD-XXPV-XX40-012-01 |  | FG | Nos | Nos | FG | FG-Finish Products | Solar PV module 40W/12V (Polycrystalline) | Trading Products | NA | POLY CRYSTALLINE SOLAR PV module |  | 85437092 | [11 empty] | 1 | 0 | 0 | 1 | [11 empty] | 0 | [5 empty] | N/A | MOD-PV-040-012-01 | MOD-XXPV-XX40-012-01
IM02882 | Solar PV module 100W/12V (polycrystalline) | MOD-XXPV-X100-012-01 |  | FG | Nos | Nos | FG | FG-Finish Products | Solar PV module 100W/12V (polycrystalline) | Trading Products | NA | POLY CRYSTALLINE SOLAR PV module |  | 85414011 | [11 empty] | 1 | 0 | 0 | 1 | [11 empty] | 0 | [5 empty] | N/A | MOD-PV-100-012-01 | MOD-XXPV-X100-012-01
IM02883 | Solar PV module 150W/12v (polycrystalline) | MOD-XXPV-X150-012-01 |  | FG | Nos | Nos | FG | FG-Finish Products | Solar PV module 150W/12v (polycrystalline) | Trading Products | NA | POLY CRYSTALLINE SOLAR PV module |  | 85414011 | [11 empty] | 1 | 0 | 0 | 1 | [11 empty] | 0 | [5 empty] | N/A | MOD-PV-150-012-01 | MOD-XXPV-X150-012-01
IM02884 | Solar PV module 160W/12V (polycrystalline) | MOD-XXPV-X160-012-01 |  | FG | Nos | Nos | FG | FG-Finish Products | Solar PV module 160W/12V (polycrystalline) | Trading Products | NA | POLY CRYSTALLINE SOLAR PV module |  | 85414011 | [11 empty] | 1 | 0 | 0 | 1 | [11 empty] | 0 | [5 empty] | N/A | MOD-PV-160-012-01 | MOD-XXPV-X160-012-01
IM02885 | Solar PV module 200W/24v (polycrystalline) | MOD-XXPV-X200-024-01 |  | FG | Nos | Nos | FG | FG-Finish Products | Solar PV module 200W/24v (polycrystalline) | Trading Products | NA | POLY CRYSTALLINE SOLAR PV module |  | 85414011 | [11 empty] | 1 | 0 | 0 | 1 | [11 empty] | 0 | [5 empty] | N/A | MOD-PV-200-024-01 | MOD-XXPV-X200-024-01
IM02886 | Solar PV module 260W/24V (polycrystalline) | MOD-XXPV-X260-024-01 |  | FG | Nos | Nos | FG | FG-Finish Products | Solar PV module 260W/24V (polycrystalline) | Trading Products | NA | POLY CRYSTALLINE SOLAR PV module |  | 85414011 | [11 empty] | 1 | 0 | 0 | 1 | [11 empty] | 0 | [5 empty] | N/A | MOD-PV-260-024-01 | MOD-XXPV-X260-024-01
IM02887 | Solar PV module 320W/24V (polycrystalline) | MOD-XXPV-X320-024-01 |  | FG | Nos | Nos | FG | FG-Finish Products | Solar PV module 320W/24V (polycrystalline) | Trading Products | NA | POLY CRYSTALLINE SOLAR PV module |  | 85414011 | [11 empty] | 1 | 0 | 0 | 1 | [11 empty] | 0 | [5 empty] | N/A | MOD-PV-320-024-01 | MOD-XXPV-X320-024-01
IM02888 | Solar PV module 330W/24v (polycrystalline) | MOD-XXPV-X330-024-01 |  | FG | Nos | Nos | FG | FG-Finish Products | Solar PV module 330W/24v (polycrystalline) | Trading Products | NA | POLY CRYSTALLINE SOLAR PV module |  | 85414011 | [11 empty] | 1 | 0 | 0 | 1 | [11 empty] | 0 | [5 empty] | N/A | MOD-PV-330-024-01 | MOD-XXPV-X330-024-01
IM02889 | Solar PV module 310W/24v (Mono Crystalline) | MOD-XXPV-X310-024-01 |  | FG | Nos | Nos | FG | FG-Finish Products | Solar PV module 310W/24v (Mono Crystalline) | Trading Products | NA | MONO CRYSTALLINE SOLAR PV module |  | 85437092 | [11 empty] | 1 | 0 | 0 | 1 | [11 empty] | 0 | [5 empty] | N/A | MOD-PV-310-024-01 | MOD-XXPV-X310-024-01
IM02890 | Solar PV module 180W/12V (Mono Crystalline) | MOD-XXPV-X180-012-01 |  | FG | Nos | Nos | FG | FG-Finish Products | Solar PV module 180W/12V (Mono Crystalline) | Trading Products | NA | MONO CRYSTALLINE SOLAR PV module |  | 85437092 | [11 empty] | 1 | 0 | 0 | 1 | [11 empty] | 0 | [5 empty] | N/A | MOD-PV-180-012-01 | MOD-XXPV-X180-012-01
IM02891 | Solar PV module 190W/12V (Mono Crystalline) | MOD-XXPV-X190-012-01 |  | FG | Nos | Nos | FG | FG-Finish Products | Solar PV module 190W/12V (Mono Crystalline) | Trading Products | NA | MONO CRYSTALLINE SOLAR PV module |  | 85414011 | [11 empty] | 1 | 0 | 0 | 1 | [11 empty] | 0 | [5 empty] | N/A | MOD-PV-190-012-01 | MOD-XXPV-X190-012-01
IM02892 | Solar PV module 380W/24V (Mono Crystalline) | MOD-XXPV-X380-024-01 |  | FG | Nos | Nos | FG | FG-Finish Products | Solar PV module 380W/24V (Mono Crystalline) | Trading Products | NA | MONO CRYSTALLINE SOLAR PV module |  | 85437092 | [11 empty] | 1 | 0 | 0 | 1 | [11 empty] | 0 | [5 empty] | N/A | MOD-PV-380-024-01 | MOD-XXPV-X380-024-01
IM02893 | Solar PV module 50W/12V (Polycrystalline) | MOD-XXPV-XX50-012-01 |  | FG | Nos | Nos | FG | FG-Finish Products | Solar PV module 50W/12V (Polycrystalline) | Trading Products | NA | POLY CRYSTALLINE SOLAR PV module |  | 85414011 | [11 empty] | 1 | 0 | 0 | 1 | [11 empty] | 0 | [5 empty] | N/A | MOD-PV-050-012-01 | MOD-XXPV-XX50-012-01
IM02894 | Solar PV module 250W/24V (polycrystalline) | MOD-XXPV-X250-024-01 |  | FG | Nos | Nos | FG | FG-Finish Products | Solar PV module 250W/24V (polycrystalline) | Trading Products | NA | POLY CRYSTALLINE SOLAR PV module |  | 85437092 | [11 empty] | 1 | 0 | 0 | 1 | [11 empty] | 0 | [5 empty] | N/A | MOD-PV-250-024-01 | MOD-XXPV-X250-024-01
IM02895 | Solar PV module 165W/12V (polycrystalline) | MOD-XXPV-X165-012-01 |  | FG | Nos | Nos | FG | FG-Finish Products | Solar PV module 165W/12V (polycrystalline) | Trading Products | NA | POLY CRYSTALLINE SOLAR PV module |  | 85437092 | [11 empty] | 1 | 0 | 0 | 1 | [11 empty] | 0 | [5 empty] | N/A | MOD-PV-165-012-01 | MOD-XXPV-X165-012-01
IM02896 | Solar PV module 335W/24v (polycrystalline) | MOD-XXPV-X335-024-01 |  | FG | Nos | Nos | FG | FG-Finish Products | Solar PV module 335W/24v (polycrystalline) | Trading Products | NA | POLY CRYSTALLINE SOLAR PV module |  | 85437092 | [11 empty] | 1 | 0 | 0 | 1 | [11 empty] | 0 | [5 empty] | N/A | MOD-PV-335-024-01 | MOD-XXPV-X335-024-01
IM02897 | Solar PV module 200W/12V (Mono Crystalline) | MOD-XXPV-X200-012-01 |  | FG | Nos | Nos | FG | FG-Finish Products | Solar PV module 200W/12V (Mono Crystalline) | Trading Products | NA | MONO CRYSTALLINE SOLAR PV module |  | 85414011 | [11 empty] | 1 | 0 | 0 | 1 | [11 empty] | 0 | [5 empty] | N/A | MOD-PV-200-012-01 | MOD-XXPV-X200-012-01
IM02898 | Solar PV module 400W/24V (Mono Crystalline) | MOD-XXPV-X400-024-01 |  | FG | Nos | Nos | FG | FG-Finish Products | Solar PV module 400W/24V (Mono Crystalline) | Trading Products | NA | MONO CRYSTALLINE SOLAR PV module |  | 85414011 | [11 empty] | 1 | 0 | 0 | 1 | [11 empty] | 0 | [5 empty] | N/A | MOD-PV-400-024-01 | MOD-XXPV-X400-024-01
IM02899 | Solar PV module 110W/12V (polycrystalline) | MOD-XXPV-X110-012-01 |  | FG | Nos | Nos | FG | FG-Finish Products | Solar PV module 110W/12V (polycrystalline) | Trading Products | NA | POLY CRYSTALLINE SOLAR PV module |  | 85437092 | [11 empty] | 1 | 0 | 0 | 1 | [11 empty] | 0 | [5 empty] | N/A | MOD-PV-110-012-01 | MOD-XXPV-X110-012-01
IM02900 | Solar PV module 55W/12V (polycrystalline) | MOD-XXPV-XX55-012-01 |  | FG | Nos | Nos | FG | FG-Finish Products | Solar PV module 55W/12V (polycrystalline) | Trading Products | NA | POLY CRYSTALLINE SOLAR PV module |  | 85437092 | [11 empty] | 1 | 0 | 0 | 1 | [11 empty] | 0 | [5 empty] | N/A | MOD-PV-055-012-01 | MOD-XXPV-XX55-012-01
IM02901 | Battery 12V. Smarten 1600(Export Smarten) | BAT-XXTT-X160-012-ES |  | FG | Nos | Nos | FG | FG-Finish Products | Battery 12V. Smarten 1600(Export Smarten) | Trading Products | NA | EXPORT SMARTEN BATTERY SERIES |  | 85072000 | [11 empty] | 1 | 0 | 0 | 1 | [11 empty] | 0 | [5 empty] | N/A | BAT-TT-160-012-ES | BAT-XXTT-X160-012-ES
IM02902 | Battery 12V. Smarten 2200(Export Smarten) | BAT-XXTT-X220-012-ES |  | FG | Nos | Nos | FG | FG-Finish Products | Battery 12V. Smarten 2200(Export Smarten) | Trading Products | NA | EXPORT SMARTEN BATTERY SERIES |  | 85072000 | [11 empty] | 1 | 0 | 0 | 1 | [11 empty] | 0 | [5 empty] | N/A | BATT-TT-220-012-ES | BAT-XXTT-X220-012-ES